## Leia-me
Tópico | Descrição
O que é | Busca no EUDAMED público, feita em 14/10/2026, por próteses de ombro e pelas investigações clínicas declaradas para elas.
Por que não pelo módulo de investigações | O módulo de investigações clínicas do EUDAMED não está aberto ao público: o site e a API públicos não têm tela nem rota para ele. Os módulos obrigatórios desde 28/05/2026 são Actor, UDI/devices, NBs & Certificates e Market Surveillance, segundo o aviso publicado no próprio EUDAMED.
Caminho usado | 1) Busca de dispositivos pelo código EMDN P0901 (SHOULDER PROSTHESES, com todos os subcódigos). 2) Ficha Basic UDI-DI de cada grupo, que traz "clinicalInvestigationApplicable", as referências das investigações ("clinicalInvestigationLinks") e o SSCP vinculado. 3) Download e leitura dos SSCPs, que resumem a evidência clínica. 4) Cruzamento dos números de estudo com o ClinicalTrials.gov.
Filtros disponíveis | O EUDAMED permite filtrar por nome comercial, fabricante, legislação (MDR, MDD...), classe de risco, tipo de dispositivo (por exemplo "Implantable", "Reusable surgical instrument"), código EMDN e situação no mercado. Não há filtro "investigational": dispositivos em investigação ficam fora do UDI (MDR Art. 27(1)).
Números | 2.235 UDI-DIs em 957 grupos Basic UDI-DI, de 28 fabricantes. Legislação: 820 MDD, 104 MDR, 33 sem informação. 211 grupos declaram investigação clínica, de 2 fabricantes. 91 grupos têm SSCP, que são 8 documentos distintos.
Limites | O EUDAMED só tem o que os fabricantes já registraram, e a maior parte dos registros ainda é de dispositivos antigos sob a Diretiva (MDD), que não trazem o campo de investigação clínica. Os campos de investigação não informam os centros; os centros vêm do texto dos SSCPs ou do cruzamento com o ClinicalTrials.gov. A classificação dos centros (privado, universitário) na aba "Estudos e centros" segue a descrição do documento de origem e precisa ser conferida.
Abas | Fabricantes: resumo por empresa. Investigações declaradas: os estudos que os fabricantes informaram no EUDAMED. SSCPs: o que cada resumo diz sobre a evidência clínica. Estudos e centros: os centros nomeados. Dispositivos: os 957 grupos, com link para a ficha no EUDAMED.

## Fabricantes
Fabricante | País | UDI-DIs | Grupos Basic UDI-DI | Classe III | MDR | MDD | Com investigação declarada | IDs de investigação | Com SSCP | SSCPs
FX Shoulder Solutions | France | 221 | 221 | 148 | 0 | 203 | 202 | PMCF 19-03 | 0
S.B.M. SAS | France | 15 | 15 | 15 | 0 | 15 | 9 | 2018-A02653-52; 2018-A03083-52; ProtoFIXITCOMPOSITCP.Rev1; CNIL reference: 2224055 v 0, MR004 Health data hub reference dossier : 19151712; CNIL reference: 2224055 v 0, MR004 Health data hub reference dossier : 19151712; CPP : ID RCB : 2018-A03083-52 CNIL reference : 2209916; ID-RCB 2018-A02653-52; CPP : ID RCB : 2018-A03083-52 CNIL reference : 2209916; Ethic committee: Not applicable. CNIL reference: 2224055 v 0, MR004 Health data hub reference dossier : 19151712 | 0
Waldemar Link GmbH & Co. KG | Germany | 348 | 43 | 39 | 43 | 0 | 0 |  | 43 | DOC-17613
implantcast GmbH | Germany | 207 | 25 | 25 | 25 | 0 | 0 |  | 23 | 01-SSCP-MUT-HUMERUS-IMPL
DePuy Ireland UC | Ireland | 97 | 10 | 10 | 10 | 0 | 0 |  | 10 | 103770996; 103808515
EVOLUTIS | France | 69 | 7 | 7 | 7 | 0 | 0 |  | 7 | F02-65
Zimmer, Inc. | United States | 96 | 6 | 6 | 6 | 0 | 0 |  | 6 | 20093-001
Laboratorios SL S.A. | Argentina | 4 | 1 | 1 | 1 | 0 | 0 |  | 1 | SSCP-007
Exactech, Inc. | United States | 1 | 1 | 1 | 1 | 0 | 0 |  | 1 | TM-001351
Future Technology Co.,Ltd |  | 537 | 1 | 0 | 0 | 0 | 0 |  | 0
MOVE-UP | France | 198 | 198 | 197 | 0 | 192 | 0 |  | 0
Tianjin Zhengtian Medical Instrument Co., Ltd. |  | 166 | 166 | 166 | 0 | 164 | 0 |  | 0
Adler Ortho S.p.A | Italy | 71 | 71 | 71 | 0 | 71 | 0 |  | 0
Biotechni S.A.S | France | 69 | 69 | 69 | 0 | 69 | 0 |  | 0
JRI Orthopaedics Ltd | United Kingdom (ex Northern Ireland) | 35 | 35 | 27 | 0 | 35 | 0 |  | 0
3S ORTHO | France | 27 | 27 | 27 | 0 | 27 | 0 |  | 0
GRUPPO BIOIMPIANTI SRL |  | 22 | 22 | 22 | 0 | 20 | 0 |  | 0
Tornier, Inc. | United States | 17 | 7 | 0 | 7 | 0 | 0 |  | 0
G21 S.R.L. |  | 14 | 13 | 0 | 1 | 9 | 0 |  | 0
SYNERGIE INGENIERIE MEDICALE | France | 8 | 8 | 8 | 0 | 8 | 0 |  | 0
Medacta International SA | Switzerland | 3 | 3 | 3 | 0 | 3 | 0 |  | 0
Biotech GmbH | Germany | 2 | 2 | 1 | 0 | 2 | 0 |  | 0
Tecres S.p.A. |  | 2 | 1 | 1 | 0 | 0 | 0 |  | 0
Xiamen Tianzuo Medical Co., Ltd. | China | 2 | 1 | 0 | 1 | 0 | 0 |  | 0
Bei Jing HeLiKang prosthetics Co.,Ltd | China | 1 | 1 | 0 | 1 | 0 | 0 |  | 0
Beijing Chong Lang Rehabilitation Aids Co., Ltd | China | 1 | 1 | 0 | 1 | 0 | 0 |  | 0
LIMACORPORATE S.p.A. | Italy | 1 | 1 | 1 | 0 | 1 | 0 |  | 0
Ormed Grup Medikal Turizm Sağlık Hizmetleri Sanayi ve Ticari LTD.ŞTİ | Türkiye | 1 | 1 | 1 | 0 | 1 | 0 |  | 0

## Investigações declaradas
Fabricante | ID informado no EUDAMED | Grupos | Registrada? | Dentro da UE? | Dispositivos | Cruzamento / observação
FX Shoulder Solutions | PMCF 19-03 | 202 | Não | Sim | ; 2 PEGS GLENOID PE CEMENTED SIZE L; 2 PEGS GLENOID PE CEMENTED SIZE M; 2 PEGS GLENOID PE CEMENTED SIZE S; 2 PEGS GLENOID PE CEMENTED SIZE XS; 3-4 PEGS GLENOID PE CEMENTED SIZE L; 3-4 PEGS GLENOID PE CEMENTED SIZE M; 3-4 PEGS GLENOID PE CEMENTED SIZE S; 3-4 PEGS GLENOID PE CEMENTED SIZE XS; CENTERED HEAD CoCr 39x14; CENTERED HEAD CoCr 41x15; CENTERED HEAD CoCr 43x16; CENTERED HEAD CoCr 46x17; CENTERED HEAD CoCr 48x18; CENTERED HEAD CoCr 50x19; CENTERED HEAD CoCr 52x20; CENTERED HEAD CoCr 54x20; CENTERED HEAD CoCr/TiN 39x14 ; CENTERED HEAD CoCr/TiN 41x15 ; CENTERED HEAD CoCr/TiN 43x16 ; CENTERE | Estudo de PMCF interno do fabricante; sem número de registro público.
S.B.M. SAS | CNIL reference: 2224055 v 0, MR004 Health data hub reference dossier : 19151712 | 5 | Não | Sim | implant for rotator cuff repair
S.B.M. SAS | CPP : ID RCB : 2018-A03083-52 CNIL reference : 2209916 | 5 | Não | Sim | implant for rotator cuff repair | Número ID-RCB francês; não encontrado no ClinicalTrials.gov.
S.B.M. SAS | Ethic committee: Not applicable. CNIL reference: 2224055 v 0, MR004 Health data hub reference dossier : 19151712 | 3 | Não | Sim | implant for rotator cuff repair
S.B.M. SAS | ID-RCB 2018-A02653-52 | 2 | Não | Sim | implant for rotator cuff repair | NCT05720286 (ClinicalTrials.gov): "Performance and Safety of the FIXIT® Anchor in Arthroscopic Rotator Cuff Repair", Science and Biomaterials, concluído. Centros: Polyclinique de l'Ormeau (Tarbes); CH Purpan (Toulouse).
S.B.M. SAS | 2018-A02653-52 | 1 | Não | Sim | implant for rotator cuff repair | NCT05720286 (ClinicalTrials.gov): "Performance and Safety of the FIXIT® Anchor in Arthroscopic Rotator Cuff Repair", Science and Biomaterials, concluído. Centros: Polyclinique de l'Ormeau (Tarbes); CH Purpan (Toulouse).
S.B.M. SAS | 2018-A03083-52 | 1 | Não | Sim | implant for rotator cuff repair | Número ID-RCB francês; não encontrado no ClinicalTrials.gov.
S.B.M. SAS | ProtoFIXITCOMPOSITCP.Rev1 | 1 | Não | Sim | implant for rotator cuff repair

## SSCPs
Referência | Fabricante | Dispositivo | Data | Organismo notificado | Grupos cobertos | Investigação clínica pré-mercado? | Fonte da evidência clínica | Centros nomeados | Observação | PDF
F02-65 | EVOLUTIS | UNIC® Reverse Shoulder | 2023-04-04 | ITALCERT SRL | 7 | Não; dados de PMCF | 5 estudos de PMCF (séries clínicas e revisão de longo prazo). Dois estudos multicêntricos prospectivos em preparação (UNIC Trauma, UNIC Revision), na fase de identificação de centros. | Clinique Toulouse Lautrec (Albi); Clinique de l'Alliance (Tours); Serviço de Traumatologia, CHU Salengro (Lille) | O SSCP atribui diferenças de resultado (scapular notching) a diferenças entre centros: operador único sênior nas clínicas privadas vs. centro de ensino com vários operadores. | https://ec.europa.eu/tools/eudamed/api/documents/af09f816-42c0-433a-92dd-4da62806d9d4
20093-001 | Zimmer, Inc. | IDENTITY Humeral Stem Adapters | 2024-07-30 | BSI Group The Netherlands B.V. | 6 | Não ("No pre-CE marking clinical investigation") | Equivalência com Comprehensive Shoulder e Comprehensive Reverse; estudo de PMCF CMU2019-35E planejado (até 219 ombros, vários centros); registros. | Via ClinicalTrials.gov (NCTs citados): ver aba "Estudos e centros" | Cita NCT02084693, NCT03404778, NCT03409718 e NCT04003311. | https://ec.europa.eu/tools/eudamed/api/documents/e709792d-79df-4e2e-8dcf-66c9776d897d
SSCP-007 | Laboratorios SL S.A. | Espaciador de Hombro con Gentamicina | 2026-02-09 | CENTRO NACIONAL DE CERTIFICACION DE PRODUCTOS SANITARIOS | 1 | Não; PMCF pós-marcação CE | Série consecutiva de infecções periprotésicas de ombro tratadas com o espaçador (estudo de PMCF). | Não nomeados nos trechos extraídos | Documento em espanhol. | https://ec.europa.eu/tools/eudamed/api/documents/a368b2e1-ba80-42ed-8d7c-6ad145260583
103808515 | DePuy Ireland UC | GLOBAL ICON Anchor Plate | 2026-06-05 | BSI Group The Netherlands B.V. | 2 | Não ("no premarket clinical investigation was required", MDR Art. 61) | Revisão sistemática da literatura (2 publicações, 184 pacientes) e registros. | — |  | https://ec.europa.eu/tools/eudamed/api/documents/e06f28d8-207f-498b-9714-2b833485cfeb
103770996 | DePuy Ireland UC | DELTA XTEND Glenosphere | 2023-02-03 | BSI Group The Netherlands B.V. | 8 | Não ("no clinical investigation is required", MDR Art. 61) | Registros (AOANJRR, NZJR, Norwegian, UK NJR), base interna DOTS, estudos clínicos e literatura: 32.972 implantes primários no total. | — |  | https://ec.europa.eu/tools/eudamed/api/documents/a93f67c8-0997-4f7f-8404-4897878641ce
TM-001351 | Exactech, Inc. | Equinoxe® | 2025-07-07 | BSI Group The Netherlands B.V. | 1 | Não; PMCF desde 2004 | Estudo de PMCF multicêntrico, retrospectivo e prospectivo, com centros nos EUA, Canadá e Europa (N=7.091), mais AOA NJRR e UK NJR. | Centros não nomeados no SSCP |  | https://ec.europa.eu/tools/eudamed/api/documents/a306bc62-5f95-4bc4-a7a1-4f6c53bba4cd
01-SSCP-MUT-HUMERUS-IMPL | implantcast GmbH | - | 2022-02-09 | DNV MEDCERT GmbH | 23 | Não ("No clinical investigations were performed ... prior to ... CE-marking") | Literatura, registros (EPRD, AOA, NZOA, LROI, NJR) e inquéritos a usuários. Estudo de registro iniciado por investigadores, com três centros, começou em 2022. | Três centros, não nomeados |  | https://ec.europa.eu/tools/eudamed/api/documents/8dc3b5ca-566b-4529-982d-fd07029648d7
DOC-17613 | Waldemar Link GmbH & Co. KG | LINK Embrace Shoulder System | 2024-06-26 | ITALCERT SRL | 43 | Não; PMCF | Revisão sistemática da literatura e registros; investigação clínica UP03 iniciada para coletar dados do LINK Embrace Shoulder System. | Não nomeados |  | https://ec.europa.eu/tools/eudamed/api/documents/5ef6bf89-40b3-4db7-bca6-5cd694ffffc8

## Estudos e centros
Fonte | Estudo | Identificador | Patrocinador | Centro | Cidade | País | Tipo de centro
SSCP F02-65 (Evolutis) | UNIC 01 / UNIC 05 | — | Evolutis | Clinique Toulouse Lautrec | Albi | França | Clínica privada (descrita como "mono-operator senior center")
SSCP F02-65 (Evolutis) | UNIC 05 | — | Evolutis | Clinique de l'Alliance | Tours | França | Clínica privada (descrita como "mono-operator senior center")
SSCP F02-65 (Evolutis) | UNIC 02 / UNIC 03 | — | Evolutis | Serviço de Traumatologia, CHU Salengro | Lille | França | Hospital universitário (centro de ensino)
EUDAMED Basic UDI-DI (S.B.M.) → ClinicalTrials.gov | FIXIT® Anchor, reparo artroscópico do manguito | NCT05720286 / ID-RCB 2018-A02653-52 | Science and Biomaterials | Polyclinique de l'Ormeau | Tarbes | França | Clínica privada
EUDAMED Basic UDI-DI (S.B.M.) → ClinicalTrials.gov | FIXIT® Anchor, reparo artroscópico do manguito | NCT05720286 / ID-RCB 2018-A02653-52 | Science and Biomaterials | CH Purpan | Toulouse | França | Hospital universitário
SSCP 20093-001 (Zimmer) → ClinicalTrials.gov | COMPREHENSIVE® REVERSE SHOULDER Mini BasePlate | NCT02084693 | Zimmer Biomet | Bunndang Seoul Nat'l Univ. Hospital | Seongnam-si | Coreia do Sul | A classificar
SSCP 20093-001 (Zimmer) → ClinicalTrials.gov | COMPREHENSIVE® REVERSE SHOULDER Mini BasePlate | NCT02084693 | Zimmer Biomet | Ewha Womans University Mokdong Hospital | Seoul | Coreia do Sul | A classificar
SSCP 20093-001 (Zimmer) → ClinicalTrials.gov | COMPREHENSIVE® REVERSE SHOULDER Mini BasePlate | NCT02084693 | Zimmer Biomet | Gangnam Sacred Heart Hospital | Seoul | Coreia do Sul | A classificar
SSCP 20093-001 (Zimmer) → ClinicalTrials.gov | COMPREHENSIVE® REVERSE SHOULDER Mini BasePlate | NCT02084693 | Zimmer Biomet | Kyung Hee Univ Hospital | Seoul | Coreia do Sul | A classificar
SSCP 20093-001 (Zimmer) → ClinicalTrials.gov | COMPREHENSIVE® REVERSE SHOULDER Mini BasePlate | NCT02084693 | Zimmer Biomet | Samsung Medical Center | Seoul | Coreia do Sul | A classificar
SSCP 20093-001 (Zimmer) → ClinicalTrials.gov | Comprehensive Reverse Shoulder Data Collection | NCT03404778 | Zimmer Biomet | Acromion LLC | Towson | EUA | A classificar
SSCP 20093-001 (Zimmer) → ClinicalTrials.gov | Comprehensive Reverse Shoulder Data Collection | NCT03404778 | Zimmer Biomet | William Beaumont Hospital | Royal Oak | EUA | A classificar
SSCP 20093-001 (Zimmer) → ClinicalTrials.gov | Comprehensive Reverse Shoulder Data Collection | NCT03404778 | Zimmer Biomet | Allina Health System DBA Sports and Orthopaedic Specialists | Edina | EUA | A classificar
SSCP 20093-001 (Zimmer) → ClinicalTrials.gov | Comprehensive Reverse Shoulder Data Collection | NCT03404778 | Zimmer Biomet | Joint Implant Surgeons | New Albany | EUA | A classificar
SSCP 20093-001 (Zimmer) → ClinicalTrials.gov | Database Retrieval for the Comprehensive Shoulder | NCT03409718 | Zimmer Biomet | Acromion LLC | Towson | EUA | A classificar
SSCP 20093-001 (Zimmer) → ClinicalTrials.gov | MDR - Comprehensive Primary/Micro Stem & Versa-Dial Ti Humeral Head | NCT04003311 | Zimmer Biomet | Shoulder Clinic of Idaho | Boise | EUA | A classificar
SSCP 20093-001 (Zimmer) → ClinicalTrials.gov | MDR - Comprehensive Primary/Micro Stem & Versa-Dial Ti Humeral Head | NCT04003311 | Zimmer Biomet | Beaumont Health | Royal Oak | EUA | A classificar
SSCP 20093-001 (Zimmer) → ClinicalTrials.gov | MDR - Comprehensive Primary/Micro Stem & Versa-Dial Ti Humeral Head | NCT04003311 | Zimmer Biomet | University of Rochester | Rochester | EUA | A classificar
SSCP 20093-001 (Zimmer) → ClinicalTrials.gov | MDR - Comprehensive Primary/Micro Stem & Versa-Dial Ti Humeral Head | NCT04003311 | Zimmer Biomet | The Larner College of Medicine at The University of Vermont | Burlington | EUA | A classificar

## Dispositivos
Basic UDI-DI | Fabricante | País | Dispositivo | Classe | Legislação | Implantável | Investigação clínica declarada | IDs de investigação | SSCP | Ficha no EUDAMED
B-03701037302231 | FX Shoulder Solutions | France |  | Class IIB | MDD | Sim | Sim | PMCF 19-03 |  | https://ec.europa.eu/tools/eudamed/#/screen/search-device/3ea7852f-8f1e-459a-b461-4efbebd84066
B-03701037300190 | FX Shoulder Solutions | France | 2 PEGS GLENOID PE CEMENTED SIZE L | Class III | MDD | Sim | Sim | PMCF 19-03 |  | https://ec.europa.eu/tools/eudamed/#/screen/search-device/176cdb3c-e742-477e-b461-604797816bce
B-03701037300183 | FX Shoulder Solutions | France | 2 PEGS GLENOID PE CEMENTED SIZE M | Class III | MDD | Sim | Sim | PMCF 19-03 |  | https://ec.europa.eu/tools/eudamed/#/screen/search-device/be172e5b-53e5-4ab2-b50a-cfbc71475781
B-03701037300176 | FX Shoulder Solutions | France | 2 PEGS GLENOID PE CEMENTED SIZE S | Class III | MDD | Sim | Sim | PMCF 19-03 |  | https://ec.europa.eu/tools/eudamed/#/screen/search-device/126e6306-c455-43c5-a8ff-28f32dab2dae
B-03701037300169 | FX Shoulder Solutions | France | 2 PEGS GLENOID PE CEMENTED SIZE XS | Class III | MDD | Sim | Sim | PMCF 19-03 |  | https://ec.europa.eu/tools/eudamed/#/screen/search-device/59c2e876-4412-4d55-90e4-63026246391d
B-03701037301722 | FX Shoulder Solutions | France | 3-4 PEGS GLENOID PE CEMENTED SIZE L | Class III | MDD | Sim | Sim | PMCF 19-03 |  | https://ec.europa.eu/tools/eudamed/#/screen/search-device/51ac2caf-a285-4b3b-9b6b-d71fd8467617
B-03701037301715 | FX Shoulder Solutions | France | 3-4 PEGS GLENOID PE CEMENTED SIZE M | Class III | MDD | Sim | Sim | PMCF 19-03 |  | https://ec.europa.eu/tools/eudamed/#/screen/search-device/6717e4ef-d7e2-448d-98b4-0a4216f1639a
B-03701037301708 | FX Shoulder Solutions | France | 3-4 PEGS GLENOID PE CEMENTED SIZE S | Class III | MDD | Sim | Sim | PMCF 19-03 |  | https://ec.europa.eu/tools/eudamed/#/screen/search-device/066817d9-dd8a-4efb-8c2d-353bb85ef145
B-03701037301692 | FX Shoulder Solutions | France | 3-4 PEGS GLENOID PE CEMENTED SIZE XS | Class III | MDD | Sim | Sim | PMCF 19-03 |  | https://ec.europa.eu/tools/eudamed/#/screen/search-device/371dfeb6-42ce-4308-a872-ef63fef01bd5
B-03701037300381 | FX Shoulder Solutions | France | CENTERED HEAD CoCr 39x14 | Class III | MDD | Sim | Sim | PMCF 19-03 |  | https://ec.europa.eu/tools/eudamed/#/screen/search-device/b8f21d96-8e82-4f58-8b42-f1a73659225b
B-03701037300398 | FX Shoulder Solutions | France | CENTERED HEAD CoCr 41x15 | Class III | MDD | Sim | Sim | PMCF 19-03 |  | https://ec.europa.eu/tools/eudamed/#/screen/search-device/dcc5fbe2-94b7-4be2-a21a-c9584532c8dc
B-03701037300404 | FX Shoulder Solutions | France | CENTERED HEAD CoCr 43x16 | Class III | MDD | Sim | Sim | PMCF 19-03 |  | https://ec.europa.eu/tools/eudamed/#/screen/search-device/75d29950-e5d7-4aa9-8c5b-a302c8718e51
B-03701037300411 | FX Shoulder Solutions | France | CENTERED HEAD CoCr 46x17 | Class III | MDD | Sim | Sim | PMCF 19-03 |  | https://ec.europa.eu/tools/eudamed/#/screen/search-device/2037b99b-c253-4eb9-b885-090dd9e0556d
B-03701037300428 | FX Shoulder Solutions | France | CENTERED HEAD CoCr 48x18 | Class III | MDD | Sim | Sim | PMCF 19-03 |  | https://ec.europa.eu/tools/eudamed/#/screen/search-device/3a0608d6-9c0b-4ac0-9317-531bfad0a5ce
B-03701037300435 | FX Shoulder Solutions | France | CENTERED HEAD CoCr 50x19 | Class III | MDD | Sim | Sim | PMCF 19-03 |  | https://ec.europa.eu/tools/eudamed/#/screen/search-device/8e084451-c147-4b2f-a2f7-d27d7a9cbed7
B-03701037303726 | FX Shoulder Solutions | France | CENTERED HEAD CoCr 52x20 | Class III | MDD | Sim | Sim | PMCF 19-03 |  | https://ec.europa.eu/tools/eudamed/#/screen/search-device/4d677b1f-990b-4cc1-892b-d6bf08a5ff92
B-03701037300442 | FX Shoulder Solutions | France | CENTERED HEAD CoCr 54x20 | Class III | MDD | Sim | Sim | PMCF 19-03 |  | https://ec.europa.eu/tools/eudamed/#/screen/search-device/79ff7e17-b43b-4f45-845d-85412c714afe
B-03701037300879 | FX Shoulder Solutions | France | CENTERED HEAD CoCr/TiN 39x14 | Class III | MDD | Sim | Sim | PMCF 19-03 |  | https://ec.europa.eu/tools/eudamed/#/screen/search-device/41834055-f4ea-4ea8-9390-9e343dabf351
B-03701037300886 | FX Shoulder Solutions | France | CENTERED HEAD CoCr/TiN 41x15 | Class III | MDD | Sim | Sim | PMCF 19-03 |  | https://ec.europa.eu/tools/eudamed/#/screen/search-device/73ec5da8-154f-4cd0-b2e4-8a44b18d788b
B-03701037300893 | FX Shoulder Solutions | France | CENTERED HEAD CoCr/TiN 43x16 | Class III | MDD | Sim | Sim | PMCF 19-03 |  | https://ec.europa.eu/tools/eudamed/#/screen/search-device/e6498fa5-0621-4b56-b433-23311a38c188
B-03701037300909 | FX Shoulder Solutions | France | CENTERED HEAD CoCr/TiN 46x17 | Class III | MDD | Sim | Sim | PMCF 19-03 |  | https://ec.europa.eu/tools/eudamed/#/screen/search-device/36e430a7-b3fb-411d-8518-10285b1e0c01
B-03701037300916 | FX Shoulder Solutions | France | CENTERED HEAD CoCr/TiN 48x18 | Class III | MDD | Sim | Sim | PMCF 19-03 |  | https://ec.europa.eu/tools/eudamed/#/screen/search-device/fde3dc0d-b4ad-4611-b316-9a1affbcb5b7
B-03701037300923 | FX Shoulder Solutions | France | CENTERED HEAD CoCr/TiN 50x19 | Class III | MDD | Sim | Sim | PMCF 19-03 |  | https://ec.europa.eu/tools/eudamed/#/screen/search-device/1df39e97-5297-4f8f-b7d2-21ba8c1b5653
B-03701037309575 | FX Shoulder Solutions | France | CENTERED HEAD CoCr/TiN 52x20 | Class III | MDD | Sim | Sim | PMCF 19-03 |  | https://ec.europa.eu/tools/eudamed/#/screen/search-device/9c4bc4ea-5d9b-4a50-a7d4-1537e7f5e7eb
B-03701037300930 | FX Shoulder Solutions | France | CENTERED HEAD CoCr/TiN 54x20 | Class III | MDD | Sim | Sim | PMCF 19-03 |  | https://ec.europa.eu/tools/eudamed/#/screen/search-device/f44afcf2-aa7f-4359-ba69-966a29de11e0
B-03701037313312 | FX Shoulder Solutions | France | CENTRAL SCREW TA6V Ø4.5mm L.08mm | Class IIB | MDD | Sim | Sim | PMCF 19-03 |  | https://ec.europa.eu/tools/eudamed/#/screen/search-device/e0d95ef6-c1cb-4073-aff1-db64dc39a1d2
B-03701037313329 | FX Shoulder Solutions | France | CENTRAL SCREW TA6V Ø4.5mm L.10mm | Class IIB | MDD | Sim | Sim | PMCF 19-03 |  | https://ec.europa.eu/tools/eudamed/#/screen/search-device/763224b3-3202-478f-8b87-082123bbc4c6
B-03701037313336 | FX Shoulder Solutions | France | CENTRAL SCREW TA6V Ø4.5mm L.12mm | Class IIB | MDD | Sim | Sim | PMCF 19-03 |  | https://ec.europa.eu/tools/eudamed/#/screen/search-device/98564a05-195e-4725-b6a4-e29acc906751
B-03701037313343 | FX Shoulder Solutions | France | CENTRAL SCREW TA6V Ø4.5mm L.14mm | Class IIB | MDD | Sim | Sim | PMCF 19-03 |  | https://ec.europa.eu/tools/eudamed/#/screen/search-device/b9032176-0653-4574-9cf6-7429e09c0043
B-03701037313350 | FX Shoulder Solutions | France | CENTRAL SCREW TA6V Ø4.5mm L.16mm | Class IIB | MDD | Sim | Sim | PMCF 19-03 |  | https://ec.europa.eu/tools/eudamed/#/screen/search-device/d37e6b25-d148-4c3b-97a5-36a5b7fc12e0
B-03701037313367 | FX Shoulder Solutions | France | CENTRAL SCREW TA6V Ø4.5mm L.18mm | Class IIB | MDD | Sim | Sim | PMCF 19-03 |  | https://ec.europa.eu/tools/eudamed/#/screen/search-device/f3877ca4-0390-4b14-83ad-b7da903db578
B-03701037301920 | FX Shoulder Solutions | France | CORTICAL SCREW TA6V Ø4.5mm L.18mm | Class IIB | MDD | Sim | Sim | PMCF 19-03 |  | https://ec.europa.eu/tools/eudamed/#/screen/search-device/66131c1b-5d0e-44b3-9a6f-0440b44836f7
B-03701037301937 | FX Shoulder Solutions | France | CORTICAL SCREW TA6V Ø4.5mm L.20mm | Class IIB | MDD | Sim | Sim | PMCF 19-03 |  | https://ec.europa.eu/tools/eudamed/#/screen/search-device/e8125a0f-22d9-4224-bc81-6bce643ef4d8
B-03701037301944 | FX Shoulder Solutions | France | CORTICAL SCREW TA6V Ø4.5mm L.22mm | Class IIB | MDD | Sim | Sim | PMCF 19-03 |  | https://ec.europa.eu/tools/eudamed/#/screen/search-device/d11974e6-29a1-477d-80f3-52c03a261733
B-03701037301951 | FX Shoulder Solutions | France | CORTICAL SCREW TA6V Ø4.5mm L.24mm | Class IIB | MDD | Sim | Sim | PMCF 19-03 |  | https://ec.europa.eu/tools/eudamed/#/screen/search-device/ed4c4f60-ae45-42a2-b993-525ea371c1d0
B-03701037301975 | FX Shoulder Solutions | France | CORTICAL SCREW TA6V Ø4.5mm L.28mm | Class IIB | MDD | Sim | Sim | PMCF 19-03 |  | https://ec.europa.eu/tools/eudamed/#/screen/search-device/66b37036-1134-436e-a169-644c668190fc
B-03701037301982 | FX Shoulder Solutions | France | CORTICAL SCREW TA6V Ø4.5mm L.30mm | Class IIB | MDD | Sim | Sim | PMCF 19-03 |  | https://ec.europa.eu/tools/eudamed/#/screen/search-device/ea934bfb-3286-4944-a42e-78182a74d9fa
B-03701037302002 | FX Shoulder Solutions | France | CORTICAL SCREW TA6V Ø4.5mm L.34mm | Class IIB | MDD | Sim | Sim | PMCF 19-03 |  | https://ec.europa.eu/tools/eudamed/#/screen/search-device/a9b21164-9703-4c60-b232-a1027bd3d8e4
B-03701037300732 | FX Shoulder Solutions | France | DOUBLE TAPER TA6V +0mm 0° | Class III | MDD | Sim | Sim | PMCF 19-03 |  | https://ec.europa.eu/tools/eudamed/#/screen/search-device/ef93d944-5297-4382-9c4f-909f2bf825c8
B-03701037301463 | FX Shoulder Solutions | France | EASYTECH ANCHOR BASE TA6V Ø30 mm CEMENTLESS Ti/HA | Class III | MDD | Sim | Sim | PMCF 19-03 |  | https://ec.europa.eu/tools/eudamed/#/screen/search-device/eeb10bfb-e153-4c93-a422-3bd87592ac56
B-03701037301470 | FX Shoulder Solutions | France | EASYTECH ANCHOR BASE TA6V Ø34 mm CEMENTLESS Ti/HA | Class III | MDD | Sim | Sim | PMCF 19-03 |  | https://ec.europa.eu/tools/eudamed/#/screen/search-device/172a3fde-c623-4c8d-bfb9-8183a55bcbb1
B-03701037301487 | FX Shoulder Solutions | France | EASYTECH ANCHOR BASE TA6V Ø38 mm CEMENTLESS Ti/HA | Class III | MDD | Sim | Sim | PMCF 19-03 |  | https://ec.europa.eu/tools/eudamed/#/screen/search-device/99abfc39-3ff9-4a66-8dfc-5edbbe0fe197
B-03701037313732 | FX Shoulder Solutions | France | EASYTECH ANCHOR BASE TA6V Ø42 mm CEMENTLESS Ti/HA | Class III | MDD | Sim | Sim | PMCF 19-03 |  | https://ec.europa.eu/tools/eudamed/#/screen/search-device/292ad1ca-d7bb-4096-87b0-74862de024da
B-03701037301210 | FX Shoulder Solutions | France | HUMELOCK II LONG STEM TA6V SIZE 08 LG200mm CEMENTED | Class III | MDD | Sim | Sim | PMCF 19-03 |  | https://ec.europa.eu/tools/eudamed/#/screen/search-device/b97785eb-1928-4205-afe5-9d2e2fbb8053
B-03701037301227 | FX Shoulder Solutions | France | HUMELOCK II LONG STEM TA6V SIZE 10 LG200mm CEMENTED | Class III | MDD | Sim | Sim | PMCF 19-03 |  | https://ec.europa.eu/tools/eudamed/#/screen/search-device/e9491732-4f38-44b4-99e3-71a66e22ffa1
B-03701037301234 | FX Shoulder Solutions | France | HUMELOCK II LONG STEM TA6V SIZE 12 LG200mm CEMENTED | Class III | MDD | Sim | Sim | PMCF 19-03 |  | https://ec.europa.eu/tools/eudamed/#/screen/search-device/30c3e80d-a7dc-45f6-b333-ebdb90ba6781
B-03701037301029 | FX Shoulder Solutions | France | HUMELOCK II STEM TA6V SIZE 08 CEMENTLESS TI/HA | Class III | MDD | Sim | Sim | PMCF 19-03 |  | https://ec.europa.eu/tools/eudamed/#/screen/search-device/f7a1e87d-37d6-4c60-97f6-47e956abf6e9
B-03701037301043 | FX Shoulder Solutions | France | HUMELOCK II STEM TA6V SIZE 10 CEMENTLESS TI/HA | Class III | MDD | Sim | Sim | PMCF 19-03 |  | https://ec.europa.eu/tools/eudamed/#/screen/search-device/7b4807fd-3f0e-4d91-a7cd-110497e768da
B-03701037301067 | FX Shoulder Solutions | France | HUMELOCK II STEM TA6V SIZE 12 CEMENTLESS TI/HA | Class III | MDD | Sim | Sim | PMCF 19-03 |  | https://ec.europa.eu/tools/eudamed/#/screen/search-device/dae35f24-9751-4121-ad36-1dd2a79c28ab
B-03701037301081 | FX Shoulder Solutions | France | HUMELOCK II STEM TA6V SIZE 14 CEMENTLESS TI/HA | Class III | MDD | Sim | Sim | PMCF 19-03 |  | https://ec.europa.eu/tools/eudamed/#/screen/search-device/d33b20ef-e055-4c25-9088-84d2f487dbf6
B-03701037309551 | FX Shoulder Solutions | France | HUMELOCK REVERSED CENTERED GLENOSPHERE W/ SCREW COCR/TA6V/TiN 10° TILT Ø32mm | Class III | MDD | Sim | Sim | PMCF 19-03 |  | https://ec.europa.eu/tools/eudamed/#/screen/search-device/fc3006c5-d5a7-4d01-974f-0f5865751ae9
B-03701037300800 | FX Shoulder Solutions | France | HUMELOCK REVERSED CENTERED GLENOSPHERE W/ SCREW COCR/TA6V/TiN 10° TILT Ø36mm | Class III | MDD | Sim | Sim | PMCF 19-03 |  | https://ec.europa.eu/tools/eudamed/#/screen/search-device/4f312eda-c03b-4bea-8ef7-54f3403ab0a0
B-03701037300848 | FX Shoulder Solutions | France | HUMELOCK REVERSED CENTERED GLENOSPHERE W/ SCREW COCR/TA6V/TiN 10° TILT Ø40mm | Class III | MDD | Sim | Sim | PMCF 19-03 |  | https://ec.europa.eu/tools/eudamed/#/screen/search-device/2749df5c-ca75-45c4-a915-fbbbd79e18b7
B-03701037309476 | FX Shoulder Solutions | France | HUMELOCK REVERSED CENTERED GLENOSPHERE W/ SCREW CoCr/TA6V 10° TILT Ø32mm | Class III | MDD | Sim | Sim | PMCF 19-03 |  | https://ec.europa.eu/tools/eudamed/#/screen/search-device/386dc221-ef92-4ec3-93b4-8f1eee4f18a6
B-03701037300268 | FX Shoulder Solutions | France | HUMELOCK REVERSED CENTERED GLENOSPHERE W/ SCREW CoCr/TA6V 10° TILT Ø36mm | Class III | MDD | Sim | Sim | PMCF 19-03 |  | https://ec.europa.eu/tools/eudamed/#/screen/search-device/3536a308-260a-4012-b031-a86d53a70a4c
B-03701037300305 | FX Shoulder Solutions | France | HUMELOCK REVERSED CENTERED GLENOSPHERE W/ SCREW CoCr/TA6V 10° TILT Ø40mm | Class III | MDD | Sim | Sim | PMCF 19-03 |  | https://ec.europa.eu/tools/eudamed/#/screen/search-device/f0dd4cde-6339-4964-98ec-812895aedf6b
B-03701037309568 | FX Shoulder Solutions | France | HUMELOCK REVERSED ECCENTRIC GLENOSPHERE W/ SCREW COCR/TA6V/TiN 10° TILT Ø32mm | Class III | MDD | Sim | Sim | PMCF 19-03 |  | https://ec.europa.eu/tools/eudamed/#/screen/search-device/eb017c25-15a5-496f-9b0a-3d9905ca68dd
B-03701037300817 | FX Shoulder Solutions | France | HUMELOCK REVERSED ECCENTRIC GLENOSPHERE W/ SCREW COCR/TA6V/TiN 10° TILT Ø36mm | Class III | MDD | Sim | Sim | PMCF 19-03 |  | https://ec.europa.eu/tools/eudamed/#/screen/search-device/f416032f-dc39-470e-8b17-575c2c1bcde6
B-03701037300855 | FX Shoulder Solutions | France | HUMELOCK REVERSED ECCENTRIC GLENOSPHERE W/ SCREW COCR/TA6V/TiN 10° TILT Ø40mm | Class III | MDD | Sim | Sim | PMCF 19-03 |  | https://ec.europa.eu/tools/eudamed/#/screen/search-device/4a521fd7-c582-42ca-b6f7-a3fe0cfeb7b8
B-03701037309483 | FX Shoulder Solutions | France | HUMELOCK REVERSED ECCENTRIC GLENOSPHERE W/ SCREW CoCr/TA6V 10° TILT Ø32mm | Class III | MDD | Sim | Sim | PMCF 19-03 |  | https://ec.europa.eu/tools/eudamed/#/screen/search-device/35a340eb-e18e-42dc-9c34-790ba91a5b81
B-03701037300275 | FX Shoulder Solutions | France | HUMELOCK REVERSED ECCENTRIC GLENOSPHERE W/ SCREW CoCr/TA6V 10° TILT Ø36mm | Class III | MDD | Sim | Sim | PMCF 19-03 |  | https://ec.europa.eu/tools/eudamed/#/screen/search-device/9141cd82-5e18-4ae0-9d8e-dcf70b27ccb2
B-03701037300312 | FX Shoulder Solutions | France | HUMELOCK REVERSED ECCENTRIC GLENOSPHERE W/ SCREW CoCr/TA6V 10° TILT Ø40mm | Class III | MDD | Sim | Sim | PMCF 19-03 |  | https://ec.europa.eu/tools/eudamed/#/screen/search-device/6e54a6c9-1968-46b4-912a-4302bc05fb06
B-03701037303696 | FX Shoulder Solutions | France | HUMELOCK REVERSED STEM TA6V Ø32/08 CEMENTLESS LOCKABLE Ti/HA | Class III | MDD | Sim | Sim | PMCF 19-03 |  | https://ec.europa.eu/tools/eudamed/#/screen/search-device/66cecfd3-2c6a-4c2f-a67c-e804d4076f3c
B-03701037303702 | FX Shoulder Solutions | France | HUMELOCK REVERSED STEM TA6V Ø32/10 CEMENTLESS LOCKABLE Ti/HA | Class III | MDD | Sim | Sim | PMCF 19-03 |  | https://ec.europa.eu/tools/eudamed/#/screen/search-device/7db96e64-2048-4f7a-92a6-b84c3a37c9fd
B-03701037303719 | FX Shoulder Solutions | France | HUMELOCK REVERSED STEM TA6V Ø32/12 CEMENTLESS LOCKABLE Ti/HA | Class III | MDD | Sim | Sim | PMCF 19-03 |  | https://ec.europa.eu/tools/eudamed/#/screen/search-device/89138ab5-1ecb-432a-ab9f-d84d6b6405e2
B-03701037303733 | FX Shoulder Solutions | France | HUMELOCK REVERSED STEM TA6V Ø36/10 CEMENTLESS LOCKABLE Ti/HA | Class III | MDD | Sim | Sim | PMCF 19-03 |  | https://ec.europa.eu/tools/eudamed/#/screen/search-device/ab41d7d4-4cbf-48f7-9445-2a1c140562db
B-03701037303740 | FX Shoulder Solutions | France | HUMELOCK REVERSED STEM TA6V Ø36/12 CEMENTLESS LOCKABLE Ti/HA | Class III | MDD | Sim | Sim | PMCF 19-03 |  | https://ec.europa.eu/tools/eudamed/#/screen/search-device/57d8d204-189a-466d-9e99-c1ab9c5e3ab7
B-03701037303757 | FX Shoulder Solutions | France | HUMELOCK REVERSED STEM TA6V Ø36/14 CEMENTLESS LOCKABLE Ti/HA | Class III | MDD | Sim | Sim | PMCF 19-03 |  | https://ec.europa.eu/tools/eudamed/#/screen/search-device/2f90eae0-8aaf-4ce6-8b26-d6112749b29a
B-03701037303771 | FX Shoulder Solutions | France | HUMELOCK REVERSED STEM TA6V Ø40/12 CEMENTLESS LOCKABLE Ti/HA | Class III | MDD | Sim | Sim | PMCF 19-03 |  | https://ec.europa.eu/tools/eudamed/#/screen/search-device/272a9dbc-254d-4d33-8b21-5eabd93cdf0f
B-03701037303788 | FX Shoulder Solutions | France | HUMELOCK REVERSED STEM TA6V Ø40/14 CEMENTLESS LOCKABLE Ti/HA | Class III | MDD | Sim | Sim | PMCF 19-03 |  | https://ec.europa.eu/tools/eudamed/#/screen/search-device/9ad18e60-8c4a-4b1a-8de4-45c7950977c6
B-03701037303795 | FX Shoulder Solutions | France | HUMELOCK REVERSED STEM TA6V Ø40/16 CEMENTLESS LOCKABLE Ti/HA | Class III | MDD | Sim | Sim | PMCF 19-03 |  | https://ec.europa.eu/tools/eudamed/#/screen/search-device/08a06675-a281-4c9d-8ecf-b1276cf7da2d
B-03701037300237 | FX Shoulder Solutions | France | HUMELOCK REVERSED TA6V CEMENTLESS GLENOID BASEPLATE Ti/HA Ø24mm | Class III | MDD | Sim | Sim | PMCF 19-03 |  | https://ec.europa.eu/tools/eudamed/#/screen/search-device/386309b5-c33f-4488-8dee-efbfc17a7c7a
B-03701037313305 | FX Shoulder Solutions | France | HUMELOCK REVERSED TA6V CEMENTLESS GLENOID BASEPLATE W/ SCREW Ti/HA Ø24mm | Class III | MDD | Sim | Sim | PMCF 19-03 |  | https://ec.europa.eu/tools/eudamed/#/screen/search-device/50648c6e-bb27-4347-bfb3-61ad641bc4aa
B-03701037310618 | FX Shoulder Solutions | France | HUMERAL CUP 135/145° STABILITY PE/TA6V Ø32 +3 | Class III | MDD | Sim | Sim | PMCF 19-03 |  | https://ec.europa.eu/tools/eudamed/#/screen/search-device/fc9c3e11-9faa-40d8-b379-5efb9cddfa12
B-03701037310625 | FX Shoulder Solutions | France | HUMERAL CUP 135/145° STABILITY PE/TA6V Ø32 +6 | Class III | MDD | Sim | Sim | PMCF 19-03 |  | https://ec.europa.eu/tools/eudamed/#/screen/search-device/b9045f50-cdba-454c-883f-ad6c737f33b3
B-03701037310632 | FX Shoulder Solutions | France | HUMERAL CUP 135/145° STABILITY PE/TA6V Ø32 +9 | Class III | MDD | Sim | Sim | PMCF 19-03 |  | https://ec.europa.eu/tools/eudamed/#/screen/search-device/0bb57b2c-b468-468a-b99b-73c3ff27a182
B-03701037310526 | FX Shoulder Solutions | France | HUMERAL CUP 135/145° STABILITY PE/TA6V Ø36 +3 | Class III | MDD | Sim | Sim | PMCF 19-03 |  | https://ec.europa.eu/tools/eudamed/#/screen/search-device/7a1931e8-eece-40f6-a3a4-6b927a39765d
B-03701037310533 | FX Shoulder Solutions | France | HUMERAL CUP 135/145° STABILITY PE/TA6V Ø36 +6 | Class III | MDD | Sim | Sim | PMCF 19-03 |  | https://ec.europa.eu/tools/eudamed/#/screen/search-device/095b8409-c046-405c-8ace-100edddf272f
B-03701037310540 | FX Shoulder Solutions | France | HUMERAL CUP 135/145° STABILITY PE/TA6V Ø36 +9 | Class III | MDD | Sim | Sim | PMCF 19-03 |  | https://ec.europa.eu/tools/eudamed/#/screen/search-device/f5704454-041e-419f-aef4-2ef3b3af7301
B-03701037310496 | FX Shoulder Solutions | France | HUMERAL CUP 135/145° STABILITY PE/TA6V Ø40 +3 | Class III | MDD | Sim | Sim | PMCF 19-03 |  | https://ec.europa.eu/tools/eudamed/#/screen/search-device/28a7ed80-1330-42a6-8efd-b77067d80b07
B-03701037310502 | FX Shoulder Solutions | France | HUMERAL CUP 135/145° STABILITY PE/TA6V Ø40 +6 | Class III | MDD | Sim | Sim | PMCF 19-03 |  | https://ec.europa.eu/tools/eudamed/#/screen/search-device/7aca274c-1ed1-4923-b0b1-3fa4e9d9a47e
B-03701037310519 | FX Shoulder Solutions | France | HUMERAL CUP 135/145° STABILITY PE/TA6V Ø40 +9 | Class III | MDD | Sim | Sim | PMCF 19-03 |  | https://ec.europa.eu/tools/eudamed/#/screen/search-device/626a4a74-c437-4122-a47b-158385b2e943
B-03701037310588 | FX Shoulder Solutions | France | HUMERAL CUP 135/145° STANDARD PE/TA6V Ø32 +3 | Class III | MDD | Sim | Sim | PMCF 19-03 |  | https://ec.europa.eu/tools/eudamed/#/screen/search-device/055d0e13-4e3e-49a4-affa-99ed9003461d
B-03701037310595 | FX Shoulder Solutions | France | HUMERAL CUP 135/145° STANDARD PE/TA6V Ø32 +6 | Class III | MDD | Sim | Sim | PMCF 19-03 |  | https://ec.europa.eu/tools/eudamed/#/screen/search-device/32685f5f-aeda-44bb-8866-4fe03cdf9442
B-03701037310601 | FX Shoulder Solutions | France | HUMERAL CUP 135/145° STANDARD PE/TA6V Ø32 +9 | Class III | MDD | Sim | Sim | PMCF 19-03 |  | https://ec.europa.eu/tools/eudamed/#/screen/search-device/f3b46416-ac05-4ba8-a9a9-7d45f2129e42
B-03701037301357 | FX Shoulder Solutions | France | HUMERAL CUP 135/145° STANDARD PE/TA6V Ø36 +3 | Class III | MDD | Sim | Sim | PMCF 19-03 |  | https://ec.europa.eu/tools/eudamed/#/screen/search-device/3a8ba766-1b8c-40e0-a249-642ac20879c3
B-03701037301364 | FX Shoulder Solutions | France | HUMERAL CUP 135/145° STANDARD PE/TA6V Ø36 +6 | Class III | MDD | Sim | Sim | PMCF 19-03 |  | https://ec.europa.eu/tools/eudamed/#/screen/search-device/590187ad-1202-4171-bc42-e2d1fffe01f0
B-03701037301371 | FX Shoulder Solutions | France | HUMERAL CUP 135/145° STANDARD PE/TA6V Ø36 +9 | Class III | MDD | Sim | Sim | PMCF 19-03 |  | https://ec.europa.eu/tools/eudamed/#/screen/search-device/9e3c9b61-ad4c-4b05-8b3e-5b5b4f1700a5
B-03701037301500 | FX Shoulder Solutions | France | HUMERAL CUP 135/145° STANDARD PE/TA6V Ø40 +3 | Class III | MDD | Sim | Sim | PMCF 19-03 |  | https://ec.europa.eu/tools/eudamed/#/screen/search-device/bfbb5b7a-952c-459a-b62e-524317920de0
B-03701037301517 | FX Shoulder Solutions | France | HUMERAL CUP 135/145° STANDARD PE/TA6V Ø40 +6 | Class III | MDD | Sim | Sim | PMCF 19-03 |  | https://ec.europa.eu/tools/eudamed/#/screen/search-device/3c9a846d-4d41-4f61-b9d6-f52751dfa7c0
B-03701037301524 | FX Shoulder Solutions | France | HUMERAL CUP 135/145° STANDARD PE/TA6V Ø40 +9 | Class III | MDD | Sim | Sim | PMCF 19-03 |  | https://ec.europa.eu/tools/eudamed/#/screen/search-device/831a4156-b12f-4d68-848a-8fe80a9fde2c
B-03701037310465 | FX Shoulder Solutions | France | HUMERAL CUP CENTERED SYMMETRIC STANDARD PE/TA6V Ø32+3 / TAPER Ø10 | Class III | MDD | Sim | Sim | PMCF 19-03 |  | https://ec.europa.eu/tools/eudamed/#/screen/search-device/7f85554f-0346-4a7a-b25b-84a43c7de3ff
B-03701037310472 | FX Shoulder Solutions | France | HUMERAL CUP CENTERED SYMMETRIC STANDARD PE/TA6V Ø32+6 / TAPER Ø10 | Class III | MDD | Sim | Sim | PMCF 19-03 |  | https://ec.europa.eu/tools/eudamed/#/screen/search-device/7e50afc7-735c-47c7-8684-91fa18baf31f
B-03701037310489 | FX Shoulder Solutions | France | HUMERAL CUP CENTERED SYMMETRIC STANDARD PE/TA6V Ø32+9 / TAPER Ø10 | Class III | MDD | Sim | Sim | PMCF 19-03 |  | https://ec.europa.eu/tools/eudamed/#/screen/search-device/90a350e3-12fd-4126-9892-0a7701a99e45
B-03701037305430 | FX Shoulder Solutions | France | HUMERAL CUP CENTERED SYMMETRIC STANDARD PE/TA6V Ø36+3 / TAPER Ø10 | Class III | MDD | Sim | Sim | PMCF 19-03 |  | https://ec.europa.eu/tools/eudamed/#/screen/search-device/aab876b6-29d0-4995-9fb0-9a3847fc1161
B-03701037305447 | FX Shoulder Solutions | France | HUMERAL CUP CENTERED SYMMETRIC STANDARD PE/TA6V Ø36+6 / TAPER Ø10 | Class III | MDD | Sim | Sim | PMCF 19-03 |  | https://ec.europa.eu/tools/eudamed/#/screen/search-device/ec6fa255-d4cf-493d-a627-f3c7b58caf9e
B-03701037305454 | FX Shoulder Solutions | France | HUMERAL CUP CENTERED SYMMETRIC STANDARD PE/TA6V Ø36+9 / TAPER Ø10 | Class III | MDD | Sim | Sim | PMCF 19-03 |  | https://ec.europa.eu/tools/eudamed/#/screen/search-device/7fdb69d7-23a0-4b1f-9b04-b3a667de46ea
B-03701037305461 | FX Shoulder Solutions | France | HUMERAL CUP CENTERED SYMMETRIC STANDARD PE/TA6V Ø40+3 / TAPER Ø10 | Class III | MDD | Sim | Sim | PMCF 19-03 |  | https://ec.europa.eu/tools/eudamed/#/screen/search-device/e7b234f9-249d-4d49-a3fa-1827516bb3ae
B-03701037305478 | FX Shoulder Solutions | France | HUMERAL CUP CENTERED SYMMETRIC STANDARD PE/TA6V Ø40+6 / TAPER Ø10 | Class III | MDD | Sim | Sim | PMCF 19-03 |  | https://ec.europa.eu/tools/eudamed/#/screen/search-device/18f47661-6d13-4259-9596-92cbeec2dc7c
B-03701037305485 | FX Shoulder Solutions | France | HUMERAL CUP CENTERED SYMMETRIC STANDARD PE/TA6V Ø40+9 / TAPER Ø10 | Class III | MDD | Sim | Sim | PMCF 19-03 |  | https://ec.europa.eu/tools/eudamed/#/screen/search-device/f0270215-f4eb-4750-8dab-a5b165029970
B-03701037310403 | FX Shoulder Solutions | France | HUMERAL CUP ECCENTRIC SYMMETRIC STANDARD PE/TA6V Ø32+3 / TAPER Ø10 | Class III | MDD | Sim | Sim | PMCF 19-03 |  | https://ec.europa.eu/tools/eudamed/#/screen/search-device/0f5048ca-0a5e-4b08-8102-8df4d285fb2f
B-03701037310410 | FX Shoulder Solutions | France | HUMERAL CUP ECCENTRIC SYMMETRIC STANDARD PE/TA6V Ø32+6 / TAPER Ø10 | Class III | MDD | Sim | Sim | PMCF 19-03 |  | https://ec.europa.eu/tools/eudamed/#/screen/search-device/ea430182-af8b-4989-a52f-384e46204873
B-03701037310427 | FX Shoulder Solutions | France | HUMERAL CUP ECCENTRIC SYMMETRIC STANDARD PE/TA6V Ø32+9 / TAPER Ø10 | Class III | MDD | Sim | Sim | PMCF 19-03 |  | https://ec.europa.eu/tools/eudamed/#/screen/search-device/c4f23101-7de6-46ca-a4ca-778c83464b00
B-03701037301623 | FX Shoulder Solutions | France | HUMERAL CUP ECCENTRIC SYMMETRIC STANDARD PE/TA6V Ø36+3 / TAPER Ø10 | Class III | MDD | Sim | Sim | PMCF 19-03 |  | https://ec.europa.eu/tools/eudamed/#/screen/search-device/c0512a31-710c-45d5-ada5-9e4d357fe8c0
B-03701037301630 | FX Shoulder Solutions | France | HUMERAL CUP ECCENTRIC SYMMETRIC STANDARD PE/TA6V Ø36+6 / TAPER Ø10 | Class III | MDD | Sim | Sim | PMCF 19-03 |  | https://ec.europa.eu/tools/eudamed/#/screen/search-device/4b7a5ea5-eca9-4349-93f4-0914784f6a55
B-03701037301647 | FX Shoulder Solutions | France | HUMERAL CUP ECCENTRIC SYMMETRIC STANDARD PE/TA6V Ø36+9 / TAPER Ø10 | Class III | MDD | Sim | Sim | PMCF 19-03 |  | https://ec.europa.eu/tools/eudamed/#/screen/search-device/c6f66f21-02b5-47c0-a308-750855a341df
B-03701037301661 | FX Shoulder Solutions | France | HUMERAL CUP ECCENTRIC SYMMETRIC STANDARD PE/TA6V Ø40+3 / TAPER Ø10 | Class III | MDD | Sim | Sim | PMCF 19-03 |  | https://ec.europa.eu/tools/eudamed/#/screen/search-device/ec6c7ff0-f17b-4e1f-990a-6b922320c811
B-03701037301678 | FX Shoulder Solutions | France | HUMERAL CUP ECCENTRIC SYMMETRIC STANDARD PE/TA6V Ø40+6 / TAPER Ø10 | Class III | MDD | Sim | Sim | PMCF 19-03 |  | https://ec.europa.eu/tools/eudamed/#/screen/search-device/14f47fab-6187-4b97-b569-be03eb6b5f89
B-03701037301685 | FX Shoulder Solutions | France | HUMERAL CUP ECCENTRIC SYMMETRIC STANDARD PE/TA6V Ø40+9 / TAPER Ø10 | Class III | MDD | Sim | Sim | PMCF 19-03 |  | https://ec.europa.eu/tools/eudamed/#/screen/search-device/0ca79b02-6705-4470-896f-c15c713d2f04
B-03701037309384 | FX Shoulder Solutions | France | HUMERAL CUP STABILITY PE/TA6V Ø32/+3 | Class III | MDD | Sim | Sim | PMCF 19-03 |  | https://ec.europa.eu/tools/eudamed/#/screen/search-device/efb5bad0-01ba-4620-80a2-9d523c5e82a9
B-03701037309391 | FX Shoulder Solutions | France | HUMERAL CUP STABILITY PE/TA6V Ø32/+6 | Class III | MDD | Sim | Sim | PMCF 19-03 |  | https://ec.europa.eu/tools/eudamed/#/screen/search-device/f2252a1b-3877-4f70-93ba-80932efccdbb
B-03701037309407 | FX Shoulder Solutions | France | HUMERAL CUP STABILITY PE/TA6V Ø32/+9 | Class III | MDD | Sim | Sim | PMCF 19-03 |  | https://ec.europa.eu/tools/eudamed/#/screen/search-device/2626a101-24b7-4bbc-85b9-b466476d9066
B-03701037309414 | FX Shoulder Solutions | France | HUMERAL CUP STABILITY PE/TA6V Ø36/+3 | Class III | MDD | Sim | Sim | PMCF 19-03 |  | https://ec.europa.eu/tools/eudamed/#/screen/search-device/a6b70523-a177-4a54-95cc-b6ee93902618
B-03701037309421 | FX Shoulder Solutions | France | HUMERAL CUP STABILITY PE/TA6V Ø36/+6 | Class III | MDD | Sim | Sim | PMCF 19-03 |  | https://ec.europa.eu/tools/eudamed/#/screen/search-device/37a52968-8dc2-4325-8549-e1a39eeb5107
B-03701037309438 | FX Shoulder Solutions | France | HUMERAL CUP STABILITY PE/TA6V Ø36/+9 | Class III | MDD | Sim | Sim | PMCF 19-03 |  | https://ec.europa.eu/tools/eudamed/#/screen/search-device/cb207846-4aca-465d-816f-1bf1f2e6cf45
B-03701037309445 | FX Shoulder Solutions | France | HUMERAL CUP STABILITY PE/TA6V Ø40/+3 | Class III | MDD | Sim | Sim | PMCF 19-03 |  | https://ec.europa.eu/tools/eudamed/#/screen/search-device/d31174e4-96b2-4d4e-9871-701ed81fe74d
B-03701037309452 | FX Shoulder Solutions | France | HUMERAL CUP STABILITY PE/TA6V Ø40/+6 | Class III | MDD | Sim | Sim | PMCF 19-03 |  | https://ec.europa.eu/tools/eudamed/#/screen/search-device/553cc7b1-27b5-4979-bde0-cadab189420b
B-03701037309469 | FX Shoulder Solutions | France | HUMERAL CUP STABILITY PE/TA6V Ø40/+9 | Class III | MDD | Sim | Sim | PMCF 19-03 |  | https://ec.europa.eu/tools/eudamed/#/screen/search-device/1447a1a8-63aa-4a95-8e4f-83bc44b27465
B-03701037309353 | FX Shoulder Solutions | France | HUMERAL CUP STANDARD PE/TA6V Ø32/+3 | Class III | MDD | Sim | Sim | PMCF 19-03 |  | https://ec.europa.eu/tools/eudamed/#/screen/search-device/61d7ef41-7ae3-49e6-8738-523260b225d7
B-03701037309360 | FX Shoulder Solutions | France | HUMERAL CUP STANDARD PE/TA6V Ø32/+6 | Class III | MDD | Sim | Sim | PMCF 19-03 |  | https://ec.europa.eu/tools/eudamed/#/screen/search-device/13d07ce3-91a2-4059-b2b3-1e339ea47b63
B-03701037309377 | FX Shoulder Solutions | France | HUMERAL CUP STANDARD PE/TA6V Ø32/+9 | Class III | MDD | Sim | Sim | PMCF 19-03 |  | https://ec.europa.eu/tools/eudamed/#/screen/search-device/5b7adb34-12de-4c3a-a2a5-e0cac3e5521e
B-03701037300091 | FX Shoulder Solutions | France | HUMERAL CUP STANDARD PE/TA6V Ø36/+3 | Class III | MDD | Sim | Sim | PMCF 19-03 |  | https://ec.europa.eu/tools/eudamed/#/screen/search-device/e631d15b-d834-4fdd-98c5-b92b0473d306
B-03701037300107 | FX Shoulder Solutions | France | HUMERAL CUP STANDARD PE/TA6V Ø36/+6 | Class III | MDD | Sim | Sim | PMCF 19-03 |  | https://ec.europa.eu/tools/eudamed/#/screen/search-device/bfe01301-3be4-43b1-ae1c-b746665118c9
B-03701037300114 | FX Shoulder Solutions | France | HUMERAL CUP STANDARD PE/TA6V Ø36/+9 | Class III | MDD | Sim | Sim | PMCF 19-03 |  | https://ec.europa.eu/tools/eudamed/#/screen/search-device/27a07255-babd-4f83-a627-f2f62f5fb23d
B-03701037300121 | FX Shoulder Solutions | France | HUMERAL CUP STANDARD PE/TA6V Ø40/+3 | Class III | MDD | Sim | Sim | PMCF 19-03 |  | https://ec.europa.eu/tools/eudamed/#/screen/search-device/79314f98-66aa-4a99-8bbf-889cdadb2097
B-03701037300138 | FX Shoulder Solutions | France | HUMERAL CUP STANDARD PE/TA6V Ø40/+6 | Class III | MDD | Sim | Sim | PMCF 19-03 |  | https://ec.europa.eu/tools/eudamed/#/screen/search-device/395bdeed-d15a-4300-aca0-6ba0514943ba
B-03701037300145 | FX Shoulder Solutions | France | HUMERAL CUP STANDARD PE/TA6V Ø40/+9 | Class III | MDD | Sim | Sim | PMCF 19-03 |  | https://ec.europa.eu/tools/eudamed/#/screen/search-device/99a207be-f314-456d-80b8-98932bad41b6
B-03701037300084 | FX Shoulder Solutions | France | HUMERAL SPACER TA6V +9mm | Class III | MDD | Sim | Sim | PMCF 19-03 |  | https://ec.europa.eu/tools/eudamed/#/screen/search-device/2d489156-98ba-477c-8294-e60aa1d45751
B-03701037301531 | FX Shoulder Solutions | France | HUMERIS STEM TA6V SIZE 08 CEMENTLESS Ti/HA | Class III | MDD | Sim | Sim | PMCF 19-03 |  | https://ec.europa.eu/tools/eudamed/#/screen/search-device/56bd8f30-7fe7-4c7f-bd43-cfaa1755ae3d
B-03701037301548 | FX Shoulder Solutions | France | HUMERIS STEM TA6V SIZE 09 CEMENTLESS Ti/HA | Class III | MDD | Sim | Sim | PMCF 19-03 |  | https://ec.europa.eu/tools/eudamed/#/screen/search-device/b014814b-0912-4a56-97f5-b46af3f5c018
B-03701037301555 | FX Shoulder Solutions | France | HUMERIS STEM TA6V SIZE 10 CEMENTLESS Ti/HA | Class III | MDD | Sim | Sim | PMCF 19-03 |  | https://ec.europa.eu/tools/eudamed/#/screen/search-device/15f39ce8-bcd4-4f92-84e0-d3be39e65d24
B-03701037301562 | FX Shoulder Solutions | France | HUMERIS STEM TA6V SIZE 11 CEMENTLESS Ti/HA | Class III | MDD | Sim | Sim | PMCF 19-03 |  | https://ec.europa.eu/tools/eudamed/#/screen/search-device/01a7cdd1-a91a-442d-9ae2-2dd7af1fe8a7
B-03701037301579 | FX Shoulder Solutions | France | HUMERIS STEM TA6V SIZE 12 CEMENTLESS Ti/HA | Class III | MDD | Sim | Sim | PMCF 19-03 |  | https://ec.europa.eu/tools/eudamed/#/screen/search-device/8d45ebc8-40b4-4e85-87e0-3caba7b14aa7
B-03701037301586 | FX Shoulder Solutions | France | HUMERIS STEM TA6V SIZE 13 CEMENTLESS Ti/HA | Class III | MDD | Sim | Sim | PMCF 19-03 |  | https://ec.europa.eu/tools/eudamed/#/screen/search-device/9691cc8c-d5c0-47de-983d-02197e0e09da
B-03701037301593 | FX Shoulder Solutions | France | HUMERIS STEM TA6V SIZE 14 CEMENTLESS Ti/HA | Class III | MDD | Sim | Sim | PMCF 19-03 |  | https://ec.europa.eu/tools/eudamed/#/screen/search-device/b2e5083e-a1cd-43c9-af67-f3697e11f162
B-03701037301609 | FX Shoulder Solutions | France | HUMERIS STEM TA6V SIZE 15 CEMENTLESS Ti/HA | Class III | MDD | Sim | Sim | PMCF 19-03 |  | https://ec.europa.eu/tools/eudamed/#/screen/search-device/ba571dc7-3046-4e8d-b40c-3c6ba7375ec7
B-03701037303689 | FX Shoulder Solutions | France | HUMERIS STEM TA6V SIZE 16 CEMENTLESS Ti/HA | Class III | MDD | Sim | Sim | PMCF 19-03 |  | https://ec.europa.eu/tools/eudamed/#/screen/search-device/1cf1e3bb-8a3c-4e06-8be9-49932823b0e0
B-03701037304587 | FX Shoulder Solutions | France | HUMERIS STEM TA6V SIZE 18 CEMENTLESS Ti/HA | Class III | MDD | Sim | Sim | PMCF 19-03 |  | https://ec.europa.eu/tools/eudamed/#/screen/search-device/deab4eae-5937-4ca8-a4da-b715f951d3ed
B-03701037304600 | FX Shoulder Solutions | France | HUMERIS STEM TA6V SIZE 20 CEMENTLESS Ti/HA | Class III | MDD | Sim | Sim | PMCF 19-03 |  | https://ec.europa.eu/tools/eudamed/#/screen/search-device/066cb79d-3068-4f0a-9e5a-2d23aabffe7e
B-03701037304150 | FX Shoulder Solutions | France | LOCKING SCREW TA6V Ø4.5mm L.15mm | Class IIB | MDD | Sim | Sim | PMCF 19-03 |  | https://ec.europa.eu/tools/eudamed/#/screen/search-device/aa8dbb7d-82f3-4433-951d-5348391cde4d
B-03701037302057 | FX Shoulder Solutions | France | LOCKING SCREW TA6V Ø4.5mm L.16mm | Class IIB | MDD | Sim | Sim | PMCF 19-03 |  | https://ec.europa.eu/tools/eudamed/#/screen/search-device/178637da-e134-4441-aec7-d863e36b094a
B-03701037302071 | FX Shoulder Solutions | France | LOCKING SCREW TA6V Ø4.5mm L.20mm | Class IIB | MDD | Sim | Sim | PMCF 19-03 |  | https://ec.europa.eu/tools/eudamed/#/screen/search-device/9a52ee8f-1f0d-41ff-8724-9b80853fe280
B-03701037302378 | FX Shoulder Solutions | France | LOCKING SCREW TA6V Ø4.5mm L.24mm | Class IIB | MDD | Sim | Sim | PMCF 19-03 |  | https://ec.europa.eu/tools/eudamed/#/screen/search-device/52e18936-a9d4-4c5c-8e91-79c53ebcd27e
B-03701037302392 | FX Shoulder Solutions | France | LOCKING SCREW TA6V Ø4.5mm L.28mm | Class IIB | MDD | Sim | Sim | PMCF 19-03 |  | https://ec.europa.eu/tools/eudamed/#/screen/search-device/64103c0f-0034-49fe-a233-766e724c9948
B-03701037302095 | FX Shoulder Solutions | France | LOCKING SCREW TA6V Ø4.5mm L.30mm | Class IIB | MDD | Sim | Sim | PMCF 19-03 |  | https://ec.europa.eu/tools/eudamed/#/screen/search-device/c080d807-4435-42d2-8ae7-84e15600a2a2
B-03701037302408 | FX Shoulder Solutions | France | LOCKING SCREW TA6V Ø4.5mm L.32mm | Class IIB | MDD | Sim | Sim | PMCF 19-03 |  | https://ec.europa.eu/tools/eudamed/#/screen/search-device/85fa65c0-13fe-4d84-b4f7-43e09586533b
B-03701037302415 | FX Shoulder Solutions | France | LOCKING SCREW TA6V Ø4.5mm L.34mm | Class IIB | MDD | Sim | Sim | PMCF 19-03 |  | https://ec.europa.eu/tools/eudamed/#/screen/search-device/249cdb36-e4b7-4b7f-add8-96612ad295ee
B-03701037302101 | FX Shoulder Solutions | France | LOCKING SCREW TA6V Ø4.5mm L.35mm | Class IIB | MDD | Sim | Sim | PMCF 19-03 |  | https://ec.europa.eu/tools/eudamed/#/screen/search-device/4f99143c-8bf9-4c9f-9894-f6348968e3a1
B-03701037302422 | FX Shoulder Solutions | France | LOCKING SCREW TA6V Ø4.5mm L.36mm | Class IIB | MDD | Sim | Sim | PMCF 19-03 |  | https://ec.europa.eu/tools/eudamed/#/screen/search-device/ca9315d9-4786-471d-bd29-54b002e51a0f
B-03701037302439 | FX Shoulder Solutions | France | LOCKING SCREW TA6V Ø4.5mm L.38mm | Class IIB | MDD | Sim | Sim | PMCF 19-03 |  | https://ec.europa.eu/tools/eudamed/#/screen/search-device/82350125-8054-4f9b-8f5b-7ff000224795
B-03701037302118 | FX Shoulder Solutions | France | LOCKING SCREW TA6V Ø4.5mm L.40mm | Class IIB | MDD | Sim | Sim | PMCF 19-03 |  | https://ec.europa.eu/tools/eudamed/#/screen/search-device/164427fa-a206-444c-b4f7-b90a3d5336be
B-03701037302446 | FX Shoulder Solutions | France | LOCKING SCREW TA6V Ø4.5mm L.42mm | Class IIB | MDD | Sim | Sim | PMCF 19-03 |  | https://ec.europa.eu/tools/eudamed/#/screen/search-device/9152b9a5-d32c-459b-b25d-f4e6ddee0fc0
B-03701037302125 | FX Shoulder Solutions | France | LOCKING SCREW TA6V Ø4.5mm L.45mm | Class IIB | MDD | Sim | Sim | PMCF 19-03 |  | https://ec.europa.eu/tools/eudamed/#/screen/search-device/f33a3e6f-980e-4c91-bcb4-a56bacf9b0f1
B-03701037302477 | FX Shoulder Solutions | France | LOCKING SCREW TA6V Ø4.5mm L.48mm | Class IIB | MDD | Sim | Sim | PMCF 19-03 |  | https://ec.europa.eu/tools/eudamed/#/screen/search-device/967ce9a9-ba22-4fec-93c4-0eca075e7119
B-03701037302132 | FX Shoulder Solutions | France | LOCKING SCREW TA6V Ø4.5mm L.50mm | Class IIB | MDD | Sim | Sim | PMCF 19-03 |  | https://ec.europa.eu/tools/eudamed/#/screen/search-device/1c18c7da-4257-4725-871a-5ee205081942
B-03701037302484 | FX Shoulder Solutions | France | LOCKING SCREW TA6V Ø4.5mm L.52mm | Class IIB | MDD | Sim | Sim | PMCF 19-03 |  | https://ec.europa.eu/tools/eudamed/#/screen/search-device/06aec9a3-3c31-4a12-b727-ad7b286319dc
B-03701037302514 | FX Shoulder Solutions | France | LOCKING SCREW TA6V Ø4.5mm L.58mm | Class IIB | MDD | Sim | Sim | PMCF 19-03 |  | https://ec.europa.eu/tools/eudamed/#/screen/search-device/15f6cb78-9d8f-4756-8d4b-45e1df4d996e
B-03701037302156 | FX Shoulder Solutions | France | LOCKING SCREW TA6V Ø4.5mm L.60mm | Class IIB | MDD | Sim | Sim | PMCF 19-03 |  | https://ec.europa.eu/tools/eudamed/#/screen/search-device/205f4c3a-931e-4c87-9f0a-8be07df215f4
B-03701037300466 | FX Shoulder Solutions | France | OFFSET HEAD CoCr 39x15 | Class III | MDD | Sim | Sim | PMCF 19-03 |  | https://ec.europa.eu/tools/eudamed/#/screen/search-device/ef7e08b3-3298-4562-94fd-d64e99c15126
B-03701037300473 | FX Shoulder Solutions | France | OFFSET HEAD CoCr 41x16 | Class III | MDD | Sim | Sim | PMCF 19-03 |  | https://ec.europa.eu/tools/eudamed/#/screen/search-device/bdee0674-8d13-4ca0-9fbe-e5bfd63e951d
B-03701037300480 | FX Shoulder Solutions | France | OFFSET HEAD CoCr 43x17 | Class III | MDD | Sim | Sim | PMCF 19-03 |  | https://ec.europa.eu/tools/eudamed/#/screen/search-device/29de0e16-189e-4cc1-8dc0-9361709028b6
B-03701037300497 | FX Shoulder Solutions | France | OFFSET HEAD CoCr 46x18 | Class III | MDD | Sim | Sim | PMCF 19-03 |  | https://ec.europa.eu/tools/eudamed/#/screen/search-device/88c12118-3076-4230-8958-d08ebd7871da
B-03701037300503 | FX Shoulder Solutions | France | OFFSET HEAD CoCr 48x19 | Class III | MDD | Sim | Sim | PMCF 19-03 |  | https://ec.europa.eu/tools/eudamed/#/screen/search-device/4e19f15b-3166-4c1b-9bc4-328c7be6bf48
B-03701037300510 | FX Shoulder Solutions | France | OFFSET HEAD CoCr 50x20 | Class III | MDD | Sim | Sim | PMCF 19-03 |  | https://ec.europa.eu/tools/eudamed/#/screen/search-device/514a741b-0919-436c-a907-fd86b05eb998
B-03701037303764 | FX Shoulder Solutions | France | OFFSET HEAD CoCr 52x21 | Class III | MDD | Sim | Sim | PMCF 19-03 |  | https://ec.europa.eu/tools/eudamed/#/screen/search-device/72585f93-a801-43bd-a312-cdd7a5489fe5
B-03701037300527 | FX Shoulder Solutions | France | OFFSET HEAD CoCr 54x21 | Class III | MDD | Sim | Sim | PMCF 19-03 |  | https://ec.europa.eu/tools/eudamed/#/screen/search-device/8a36535b-98e6-4f14-adb7-2567d9c1df8d
B-03701037300954 | FX Shoulder Solutions | France | OFFSET HEAD CoCr/TiN 39x15 | Class III | MDD | Sim | Sim | PMCF 19-03 |  | https://ec.europa.eu/tools/eudamed/#/screen/search-device/5f340ec8-f6fa-4e56-9024-a7708ba356a1
B-03701037300961 | FX Shoulder Solutions | France | OFFSET HEAD CoCr/TiN 41x16 | Class III | MDD | Sim | Sim | PMCF 19-03 |  | https://ec.europa.eu/tools/eudamed/#/screen/search-device/35679234-8b57-4b36-bb8f-c4d7411716db
B-03701037300978 | FX Shoulder Solutions | France | OFFSET HEAD CoCr/TiN 43x17 | Class III | MDD | Sim | Sim | PMCF 19-03 |  | https://ec.europa.eu/tools/eudamed/#/screen/search-device/c87f7507-f5c3-45f6-8075-724075c276a9
B-03701037300985 | FX Shoulder Solutions | France | OFFSET HEAD CoCr/TiN 46x18 | Class III | MDD | Sim | Sim | PMCF 19-03 |  | https://ec.europa.eu/tools/eudamed/#/screen/search-device/048c8e93-eab1-41cd-a6d5-641a01eb3de7
B-03701037300992 | FX Shoulder Solutions | France | OFFSET HEAD CoCr/TiN 48x19 | Class III | MDD | Sim | Sim | PMCF 19-03 |  | https://ec.europa.eu/tools/eudamed/#/screen/search-device/6a7757a8-238a-4f5f-8bed-685850e3f335
B-03701037301005 | FX Shoulder Solutions | France | OFFSET HEAD CoCr/TiN 50x20 | Class III | MDD | Sim | Sim | PMCF 19-03 |  | https://ec.europa.eu/tools/eudamed/#/screen/search-device/982a4291-33d3-4c76-94db-cbcc7a60ddcf
B-03701037309582 | FX Shoulder Solutions | France | OFFSET HEAD CoCr/TiN 52x21 | Class III | MDD | Sim | Sim | PMCF 19-03 |  | https://ec.europa.eu/tools/eudamed/#/screen/search-device/45c9f50c-b196-465b-bf32-371c8eabf6c1
B-03701037301012 | FX Shoulder Solutions | France | OFFSET HEAD CoCr/TiN 54x21 | Class III | MDD | Sim | Sim | PMCF 19-03 |  | https://ec.europa.eu/tools/eudamed/#/screen/search-device/26eb99db-7c64-4ea9-9550-f83cb9f5fbd1
B-03701037300329 | FX Shoulder Solutions | France | OFFSET MODULAR SYSTEM T40 Size 1 | Class III | MDD | Sim | Sim | PMCF 19-03 |  | https://ec.europa.eu/tools/eudamed/#/screen/search-device/e3b27e64-0f60-4062-a50d-7e3b5eff526f
B-03701037300336 | FX Shoulder Solutions | France | OFFSET MODULAR SYSTEM T40 Size 2 | Class III | MDD | Sim | Sim | PMCF 19-03 |  | https://ec.europa.eu/tools/eudamed/#/screen/search-device/0b55ed4a-0eaa-4eac-8f64-822b3096c8b2
B-03701037300213 | FX Shoulder Solutions | France | POST EXTENSION TA6V +06mm CEMENTLESS Ti/HA | Class III | MDD | Sim | Sim | PMCF 19-03 |  | https://ec.europa.eu/tools/eudamed/#/screen/search-device/9a4ed95c-5a01-40bb-a255-e12df41c4095
B-03701037300220 | FX Shoulder Solutions | France | POST EXTENSION TA6V +10mm CEMENTLESS Ti/HA | Class III | MDD | Sim | Sim | PMCF 19-03 |  | https://ec.europa.eu/tools/eudamed/#/screen/search-device/bce4b1d0-6bad-45e5-8843-eadb30fb1904
B-03701037301746 | FX Shoulder Solutions | France | RESURFACING GLENOID PE/TA6V Ø20 mm CEMENTLESS Ti/HA | Class III | MDD | Sim | Sim | PMCF 19-03 |  | https://ec.europa.eu/tools/eudamed/#/screen/search-device/a9645148-1019-45da-8a1f-4bdbe2360247
B-03701037300770 | FX Shoulder Solutions | France | REVERSED ADAPTER TA6V 135/145° | Class III | MDD | Sim | Sim | PMCF 19-03 |  | https://ec.europa.eu/tools/eudamed/#/screen/search-device/0ba48d7b-48ec-4f7b-a441-07ea0d0afbe9
B-03701037302194 | FX Shoulder Solutions | France | STANDARD SCREW TA6V Ø4.5mm L.16mm | Class IIB | MDD | Sim | Sim | PMCF 19-03 |  | https://ec.europa.eu/tools/eudamed/#/screen/search-device/eaa67adb-770d-41c5-addd-4d6e699adfe9
B-03701037302217 | FX Shoulder Solutions | France | STANDARD SCREW TA6V Ø4.5mm L.20mm | Class IIB | MDD | Sim | Sim | PMCF 19-03 |  | https://ec.europa.eu/tools/eudamed/#/screen/search-device/3a93169c-f0ef-4270-924d-e8e7604bbd76
B-03701037302521 | FX Shoulder Solutions | France | STANDARD SCREW TA6V Ø4.5mm L.22mm | Class IIB | MDD | Sim | Sim | PMCF 19-03 |  | https://ec.europa.eu/tools/eudamed/#/screen/search-device/41f5577f-e9ac-4074-a137-60a1c22a2fbc
B-03701037302224 | FX Shoulder Solutions | France | STANDARD SCREW TA6V Ø4.5mm L.25mm | Class IIB | MDD | Sim | Sim | PMCF 19-03 |  | https://ec.europa.eu/tools/eudamed/#/screen/search-device/0e170270-257b-4a3e-b014-00b8062cc37a
B-03701037302545 | FX Shoulder Solutions | France | STANDARD SCREW TA6V Ø4.5mm L.26mm | Class IIB | MDD | Sim | Sim | PMCF 19-03 |  | https://ec.europa.eu/tools/eudamed/#/screen/search-device/f71cd337-5cf3-4160-98a3-7e39df17d05f
B-03701037302552 | FX Shoulder Solutions | France | STANDARD SCREW TA6V Ø4.5mm L.28mm | Class IIB | MDD | Sim | Sim | PMCF 19-03 |  | https://ec.europa.eu/tools/eudamed/#/screen/search-device/7787f00b-9b07-4dfd-9a85-a76659a087ff
B-03701037302569 | FX Shoulder Solutions | France | STANDARD SCREW TA6V Ø4.5mm L.32mm | Class IIB | MDD | Sim | Sim | PMCF 19-03 |  | https://ec.europa.eu/tools/eudamed/#/screen/search-device/fd03938f-a8e4-4b17-997a-7586e7cb420a
B-03701037302248 | FX Shoulder Solutions | France | STANDARD SCREW TA6V Ø4.5mm L.35mm | Class IIB | MDD | Sim | Sim | PMCF 19-03 |  | https://ec.europa.eu/tools/eudamed/#/screen/search-device/e747bd4a-8a5d-4218-a4bf-f05cf4688505
B-03701037302583 | FX Shoulder Solutions | France | STANDARD SCREW TA6V Ø4.5mm L.36mm | Class IIB | MDD | Sim | Sim | PMCF 19-03 |  | https://ec.europa.eu/tools/eudamed/#/screen/search-device/0dd1318f-1f01-4855-b3e0-33fe8364101d
B-03701037302590 | FX Shoulder Solutions | France | STANDARD SCREW TA6V Ø4.5mm L.38mm | Class IIB | MDD | Sim | Sim | PMCF 19-03 |  | https://ec.europa.eu/tools/eudamed/#/screen/search-device/71811cfd-252a-4e61-a366-f180e7e8d8b9
B-03701037302606 | FX Shoulder Solutions | France | STANDARD SCREW TA6V Ø4.5mm L.42mm | Class IIB | MDD | Sim | Sim | PMCF 19-03 |  | https://ec.europa.eu/tools/eudamed/#/screen/search-device/3cbc29a5-4c86-4197-a476-a8e3c41a2ec8
B-03701037302613 | FX Shoulder Solutions | France | STANDARD SCREW TA6V Ø4.5mm L.44mm | Class IIB | MDD | Sim | Sim | PMCF 19-03 |  | https://ec.europa.eu/tools/eudamed/#/screen/search-device/e861b6c4-65a1-4848-a8a6-c326116250c9
B-03701037302262 | FX Shoulder Solutions | France | STANDARD SCREW TA6V Ø4.5mm L.45mm | Class IIB | MDD | Sim | Sim | PMCF 19-03 |  | https://ec.europa.eu/tools/eudamed/#/screen/search-device/64ee01d2-5413-4ea1-9f84-950394b87209
B-03701037302620 | FX Shoulder Solutions | France | STANDARD SCREW TA6V Ø4.5mm L.46mm | Class IIB | MDD | Sim | Sim | PMCF 19-03 |  | https://ec.europa.eu/tools/eudamed/#/screen/search-device/04c48101-98ba-433d-b01c-274ef175c758
B-03701037302637 | FX Shoulder Solutions | France | STANDARD SCREW TA6V Ø4.5mm L.48mm | Class IIB | MDD | Sim | Sim | PMCF 19-03 |  | https://ec.europa.eu/tools/eudamed/#/screen/search-device/0af99ec1-f197-4e3a-9afa-8cb14f9e9135
B-03701037302279 | FX Shoulder Solutions | France | STANDARD SCREW TA6V Ø4.5mm L.50mm | Class IIB | MDD | Sim | Sim | PMCF 19-03 |  | https://ec.europa.eu/tools/eudamed/#/screen/search-device/18ea1094-d52a-499d-9590-51e2d58b114d
B-03701037302644 | FX Shoulder Solutions | France | STANDARD SCREW TA6V Ø4.5mm L.52mm | Class IIB | MDD | Sim | Sim | PMCF 19-03 |  | https://ec.europa.eu/tools/eudamed/#/screen/search-device/097c5593-e546-4dfd-9082-16ff0a159724
B-03701037302651 | FX Shoulder Solutions | France | STANDARD SCREW TA6V Ø4.5mm L.54mm | Class IIB | MDD | Sim | Sim | PMCF 19-03 |  | https://ec.europa.eu/tools/eudamed/#/screen/search-device/aa69551d-f17c-4e77-9931-9650bd254111
B-03701037302286 | FX Shoulder Solutions | France | STANDARD SCREW TA6V Ø4.5mm L.55mm | Class IIB | MDD | Sim | Sim | PMCF 19-03 |  | https://ec.europa.eu/tools/eudamed/#/screen/search-device/7abd9a29-fc76-4e00-a4bb-31287e45a9c6
B-03701037302668 | FX Shoulder Solutions | France | STANDARD SCREW TA6V Ø4.5mm L.56mm | Class IIB | MDD | Sim | Sim | PMCF 19-03 |  | https://ec.europa.eu/tools/eudamed/#/screen/search-device/3a28e660-d5bc-4812-b4f7-3a2bac9aa96d
B-03701037302675 | FX Shoulder Solutions | France | STANDARD SCREW TA6V Ø4.5mm L.58mm | Class IIB | MDD | Sim | Sim | PMCF 19-03 |  | https://ec.europa.eu/tools/eudamed/#/screen/search-device/8043b7e7-4428-417d-bdae-bd616ca9e59f
B-03701037302293 | FX Shoulder Solutions | France | STANDARD SCREW TA6V Ø4.5mm L.60mm | Class IIB | MDD | Sim | Sim | PMCF 19-03 |  | https://ec.europa.eu/tools/eudamed/#/screen/search-device/cd4212b4-1278-43c4-a1ca-47dbb1894f55
B-03760154008860 | S.B.M. SAS | France | implant for rotator cuff repair | Class III | MDD | Sim | Sim | 2018-A02653-52; 2018-A03083-52; ProtoFIXITCOMPOSITCP.Rev1 |  | https://ec.europa.eu/tools/eudamed/#/screen/search-device/73776f8b-4641-4d08-92d5-47d9adb8d6f5
B-03760154008242 | S.B.M. SAS | France | implant for rotator cuff repair | Class III | MDD | Sim | Sim | CNIL reference: 2224055 v 0, MR004 Health data hub reference dossier : 19151712 |  | https://ec.europa.eu/tools/eudamed/#/screen/search-device/d7b15583-903b-4336-b54b-90439b50896a
B-03760154008259 | S.B.M. SAS | France | implant for rotator cuff repair | Class III | MDD | Sim | Sim | CNIL reference: 2224055 v 0, MR004 Health data hub reference dossier : 19151712 |  | https://ec.europa.eu/tools/eudamed/#/screen/search-device/aeaf5f34-2c87-4e7f-b6aa-6fe79ec312a9
B-03760154008907 | S.B.M. SAS | France | implant for rotator cuff repair | Class III | MDD | Sim | Sim | CPP : ID RCB : 2018-A03083-52 CNIL reference : 2209916; Ethic committee: Not applicable. CNIL reference: 2224055 v 0, MR004 Health data hub reference dossier : 19151712 |  | https://ec.europa.eu/tools/eudamed/#/screen/search-device/72b8b5b5-2cef-403f-a055-0219bf6b5a20
B-03760154008266 | S.B.M. SAS | France | implant for rotator cuff repair | Class III | MDD | Sim | Sim | CNIL reference: 2224055 v 0, MR004 Health data hub reference dossier : 19151712 |  | https://ec.europa.eu/tools/eudamed/#/screen/search-device/5e887e90-3556-4438-a2ed-e8fe23e17b3d
B-03760154008884 | S.B.M. SAS | France | implant for rotator cuff repair | Class III | MDD | Sim | Sim | CNIL reference: 2224055 v 0, MR004 Health data hub reference dossier : 19151712; CPP : ID RCB : 2018-A03083-52 CNIL reference : 2209916; ID-RCB 2018-A02653-52 |  | https://ec.europa.eu/tools/eudamed/#/screen/search-device/94063525-f91e-4eb4-9970-c599460c7b19
B-03760154008921 | S.B.M. SAS | France | implant for rotator cuff repair | Class III | MDD | Sim | Sim | CPP : ID RCB : 2018-A03083-52 CNIL reference : 2209916; Ethic committee: Not applicable. CNIL reference: 2224055 v 0, MR004 Health data hub reference dossier : 19151712 |  | https://ec.europa.eu/tools/eudamed/#/screen/search-device/a07678de-603d-48bf-b01f-ac0b704fbf3c
B-03760154008846 | S.B.M. SAS | France | implant for rotator cuff repair | Class III | MDD | Sim | Sim | CNIL reference: 2224055 v 0, MR004 Health data hub reference dossier : 19151712; CPP : ID RCB : 2018-A03083-52 CNIL reference : 2209916; ID-RCB 2018-A02653-52 |  | https://ec.europa.eu/tools/eudamed/#/screen/search-device/833efcc4-65ea-4741-9e2b-52ddfac386b7
B-03760154008914 | S.B.M. SAS | France | implant for rotator cuff repair | Class III | MDD | Sim | Sim | CPP : ID RCB : 2018-A03083-52 CNIL reference : 2209916; Ethic committee: Not applicable. CNIL reference: 2224055 v 0, MR004 Health data hub reference dossier : 19151712 |  | https://ec.europa.eu/tools/eudamed/#/screen/search-device/b99a56fa-e498-4889-ad60-22ceb1b5b0f1
B-03700448208958 | SYNERGIE INGENIERIE MEDICALE | France | Biofix Shoulder Spacer with gentamicin | Class III | MDD | Sim | Não |  |  | https://ec.europa.eu/tools/eudamed/#/screen/search-device/fd42184f-e0d4-4ecf-b2b0-2ecf1ab0ebf5
B-03700448208941 | SYNERGIE INGENIERIE MEDICALE | France | Biofix Shoulder Spacer with gentamicin | Class III | MDD | Sim | Não |  |  | https://ec.europa.eu/tools/eudamed/#/screen/search-device/6741284e-9fac-4415-a288-eeae3fc36f4e
B-03700448208965 | SYNERGIE INGENIERIE MEDICALE | France | Eurofix Shoulder Spacer with gentamicin | Class III | MDD | Sim | Não |  |  | https://ec.europa.eu/tools/eudamed/#/screen/search-device/161d1620-3c06-4076-8a80-f5edf0d28172
B-03700448208972 | SYNERGIE INGENIERIE MEDICALE | France | Eurofix Shoulder Spacer with gentamicin | Class III | MDD | Sim | Não |  |  | https://ec.europa.eu/tools/eudamed/#/screen/search-device/9c33ecb4-c0af-4aad-94d5-9ae277cb6258
B-03700448209924 | SYNERGIE INGENIERIE MEDICALE | France | FortCem Shoulder Spacer with gentamicin | Class III | MDD | Sim | Não |  |  | https://ec.europa.eu/tools/eudamed/#/screen/search-device/e8500bf6-8e19-470a-896e-c55c82de7ec3
B-03700448209931 | SYNERGIE INGENIERIE MEDICALE | France | FortCem Shoulder Spacer with gentamicin | Class III | MDD | Sim | Não |  |  | https://ec.europa.eu/tools/eudamed/#/screen/search-device/7bd0e2e8-33a0-4e1f-b5e4-730141a0bbef
B-03700448208668 | SYNERGIE INGENIERIE MEDICALE | France | Synicem Shoulder Spacer with gentamicin | Class III | MDD | Sim | Não |  |  | https://ec.europa.eu/tools/eudamed/#/screen/search-device/fdfdbdee-e463-4df4-99d3-2edc6f6be114
B-03700448208675 | SYNERGIE INGENIERIE MEDICALE | France | Synicem Shoulder Spacer with gentamicin | Class III | MDD | Sim | Não |  |  | https://ec.europa.eu/tools/eudamed/#/screen/search-device/c283afa4-ec28-4f80-bec9-c20cbcb353dd
B-+G417EAI0C070 | 3S ORTHO | France | ARAMIS Shoulder prosthesis | Class III | MDD | Sim | Não |  |  | https://ec.europa.eu/tools/eudamed/#/screen/search-device/605bf5c4-4f4e-48cb-955e-60336b0522aa
B-+G417EAI0C080 | 3S ORTHO | France | ARAMIS Shoulder prosthesis | Class III | MDD | Sim | Não |  |  | https://ec.europa.eu/tools/eudamed/#/screen/search-device/12601d07-3920-410e-a035-efd7191644f3
B-+G417EAI0C100 | 3S ORTHO | France | ARAMIS Shoulder prosthesis | Class III | MDD | Sim | Não |  |  | https://ec.europa.eu/tools/eudamed/#/screen/search-device/242cff1e-9e94-4981-9ccb-0a892f6a4b36
B-+G417ESI21220 | 3S ORTHO | France | ARAMIS-S Stemless shoulder prosthesis | Class III | MDD | Sim | Não |  |  | https://ec.europa.eu/tools/eudamed/#/screen/search-device/add1ff2b-6c4d-4b3d-8e6c-01962ef1abd8
B-+G417ESI21240 | 3S ORTHO | France | ARAMIS-S Stemless shoulder prosthesis | Class III | MDD | Sim | Não |  |  | https://ec.europa.eu/tools/eudamed/#/screen/search-device/846e4733-81c2-45d2-bf7d-b97af8b7bdba
B-+G417ESI40140 | 3S ORTHO | France | ARAMIS-S Stemless shoulder prosthesis | Class III | MDD | Sim | Não |  |  | https://ec.europa.eu/tools/eudamed/#/screen/search-device/3935de9d-f6fb-4b19-8d46-905e2cd7c701
B-+G417ESI43150 | 3S ORTHO | France | ARAMIS-S Stemless shoulder prosthesis | Class III | MDD | Sim | Não |  |  | https://ec.europa.eu/tools/eudamed/#/screen/search-device/848196d0-e492-406b-be27-43d1f32123c0
B-+G417ESI46170 | 3S ORTHO | France | ARAMIS-S Stemless shoulder prosthesis | Class III | MDD | Sim | Não |  |  | https://ec.europa.eu/tools/eudamed/#/screen/search-device/d7c3becd-7976-4426-b364-edeaded414cd
B-+G417ESI49180 | 3S ORTHO | France | ARAMIS-S Stemless shoulder prosthesis | Class III | MDD | Sim | Não |  |  | https://ec.europa.eu/tools/eudamed/#/screen/search-device/65c5fff0-e59c-4769-9c10-464f8357a934
B-+G417ESI49200 | 3S ORTHO | France | ARAMIS-S Stemless shoulder prosthesis | Class III | MDD | Sim | Não |  |  | https://ec.europa.eu/tools/eudamed/#/screen/search-device/e0d7a6ee-1924-4a6a-88a0-1b88deda47c1
B-+G417ETIPLUG0 | 3S ORTHO | France | ARAMIS-T Trauma shoulder prosthesis | Class III | MDD | Sim | Não |  |  | https://ec.europa.eu/tools/eudamed/#/screen/search-device/8a3f8916-9a70-414b-aeda-b68167d82bf8
B-+G417ETIT0080 | 3S ORTHO | France | ARAMIS-T Trauma shoulder prosthesis | Class III | MDD | Sim | Não |  |  | https://ec.europa.eu/tools/eudamed/#/screen/search-device/e57556a0-3bea-416a-a8db-fc5b6ec6e314
B-+G417ETIT0100 | 3S ORTHO | France | ARAMIS-T Trauma shoulder prosthesis | Class III | MDD | Sim | Não |  |  | https://ec.europa.eu/tools/eudamed/#/screen/search-device/fd45f8ae-5599-4306-82df-5e4d2ca9c500
B-+G417ETIT0110 | 3S ORTHO | France | ARAMIS-T Trauma shoulder prosthesis | Class III | MDD | Sim | Não |  |  | https://ec.europa.eu/tools/eudamed/#/screen/search-device/c58204e9-b234-4c4b-8f0e-9b996a4294e7
B-+G417ETIV4200 | 3S ORTHO | France | ARAMIS-T Trauma shoulder prosthesis | Class III | MDD | Sim | Não |  |  | https://ec.europa.eu/tools/eudamed/#/screen/search-device/7c226d56-3d1e-451b-83c5-9024bf17aa60
B-+G417ETIV4220 | 3S ORTHO | France | ARAMIS-T Trauma shoulder prosthesis | Class III | MDD | Sim | Não |  |  | https://ec.europa.eu/tools/eudamed/#/screen/search-device/6d536a91-95ef-404e-acad-f019368afe47
B-+G417ETIV4240 | 3S ORTHO | France | ARAMIS-T Trauma shoulder prosthesis | Class III | MDD | Sim | Não |  |  | https://ec.europa.eu/tools/eudamed/#/screen/search-device/9503e127-2796-4f9a-9c49-a6e7b2be2206
B-+G417ETIV4260 | 3S ORTHO | France | ARAMIS-T Trauma shoulder prosthesis | Class III | MDD | Sim | Não |  |  | https://ec.europa.eu/tools/eudamed/#/screen/search-device/c588aace-2f12-4fbd-84da-633276a01899
B-+G417ETIV4320 | 3S ORTHO | France | ARAMIS-T Trauma shoulder prosthesis | Class III | MDD | Sim | Não |  |  | https://ec.europa.eu/tools/eudamed/#/screen/search-device/c3cb534c-47a7-4628-8f8c-f962f4fbe38f
B-+G417ETIV4280 | 3S ORTHO | France | ARAMIS-T Trauma shoulder prosthesis | Class III | MDD | Sim | Não |  |  | https://ec.europa.eu/tools/eudamed/#/screen/search-device/44e61715-2602-4ed2-a232-90345b088bea
B-+G417ETIV4340 | 3S ORTHO | France | ARAMIS-T Trauma shoulder prosthesis | Class III | MDD | Sim | Não |  |  | https://ec.europa.eu/tools/eudamed/#/screen/search-device/e56e427b-bd5e-418d-b5e3-31b13676e366
B-+G417ETIV4300 | 3S ORTHO | France | ARAMIS-T Trauma shoulder prosthesis | Class III | MDD | Sim | Não |  |  | https://ec.europa.eu/tools/eudamed/#/screen/search-device/3416a67c-49eb-4f66-89fc-4979aa80a1e3
B-+G417ETIV4460 | 3S ORTHO | France | ARAMIS-T Trauma shoulder prosthesis | Class III | MDD | Sim | Não |  |  | https://ec.europa.eu/tools/eudamed/#/screen/search-device/e09118a3-1c4b-4219-9f84-035ace083cee
B-+G417ETIV4360 | 3S ORTHO | France | ARAMIS-T Trauma shoulder prosthesis | Class III | MDD | Sim | Não |  |  | https://ec.europa.eu/tools/eudamed/#/screen/search-device/e0e79ff5-31c1-416b-a23f-131368b53de8
B-+G417ETIV4420 | 3S ORTHO | France | ARAMIS-T Trauma shoulder prosthesis | Class III | MDD | Sim | Não |  |  | https://ec.europa.eu/tools/eudamed/#/screen/search-device/039aeea1-2a67-43f5-92a0-b9b963af1b1e
B-+G417ETIV4380 | 3S ORTHO | France | ARAMIS-T Trauma shoulder prosthesis | Class III | MDD | Sim | Não |  |  | https://ec.europa.eu/tools/eudamed/#/screen/search-device/bfcd63e6-7765-4ed1-a045-5b82d189e751
B-+G417ETIV4500 | 3S ORTHO | France | ARAMIS-T Trauma shoulder prosthesis | Class III | MDD | Sim | Não |  |  | https://ec.europa.eu/tools/eudamed/#/screen/search-device/2a9c2742-ccbd-4be5-8367-9ad38ae4cab6
B-08052275307072 | Adler Ortho S.p.A | Italy | PANTHEON PHR | Class III | MDD | Sim | Não |  |  | https://ec.europa.eu/tools/eudamed/#/screen/search-device/b692d49d-78e6-44b4-b1f7-0cde98741c96
B-08052275307089 | Adler Ortho S.p.A | Italy | PANTHEON PHR | Class III | MDD | Sim | Não |  |  | https://ec.europa.eu/tools/eudamed/#/screen/search-device/846e35c6-7386-4a11-9c66-dc971a903909
B-08052275307096 | Adler Ortho S.p.A | Italy | PANTHEON PHR | Class III | MDD | Sim | Não |  |  | https://ec.europa.eu/tools/eudamed/#/screen/search-device/b2648387-13b4-4932-9d44-45a4c1fff03e
B-08052275307836 | Adler Ortho S.p.A | Italy | PANTHEON PHR | Class III | MDD | Sim | Não |  |  | https://ec.europa.eu/tools/eudamed/#/screen/search-device/a5f0a20f-b220-4f4e-a70c-10812c21e7a7
B-08052275307843 | Adler Ortho S.p.A | Italy | PANTHEON PHR | Class III | MDD | Sim | Não |  |  | https://ec.europa.eu/tools/eudamed/#/screen/search-device/a92f44c6-4d71-4764-9aeb-e756fd6d9d2c
B-08052275307850 | Adler Ortho S.p.A | Italy | PANTHEON PHR | Class III | MDD | Sim | Não |  |  | https://ec.europa.eu/tools/eudamed/#/screen/search-device/97aacd0c-a60b-4095-9d09-34187b108755
B-08052275307867 | Adler Ortho S.p.A | Italy | PANTHEON PHR | Class III | MDD | Sim | Não |  |  | https://ec.europa.eu/tools/eudamed/#/screen/search-device/9866ef98-eafc-49f9-915e-f8cf90623d46
B-08052275307874 | Adler Ortho S.p.A | Italy | PANTHEON PHR | Class III | MDD | Sim | Não |  |  | https://ec.europa.eu/tools/eudamed/#/screen/search-device/c5df5009-6156-437c-99cc-d3d563bfc14b
B-08052275307881 | Adler Ortho S.p.A | Italy | PANTHEON PHR | Class III | MDD | Sim | Não |  |  | https://ec.europa.eu/tools/eudamed/#/screen/search-device/8c4f6dc4-0ec3-479d-872b-9cdbc0ab267f
B-08052275307898 | Adler Ortho S.p.A | Italy | PANTHEON PHR | Class III | MDD | Sim | Não |  |  | https://ec.europa.eu/tools/eudamed/#/screen/search-device/94e30cf3-58b9-4b12-8135-9323c6e167a6
B-08052275307904 | Adler Ortho S.p.A | Italy | PANTHEON PHR | Class III | MDD | Sim | Não |  |  | https://ec.europa.eu/tools/eudamed/#/screen/search-device/81954bb5-59aa-4ab4-a896-d6dd7f047e2a
B-08052275307911 | Adler Ortho S.p.A | Italy | PANTHEON PHR | Class III | MDD | Sim | Não |  |  | https://ec.europa.eu/tools/eudamed/#/screen/search-device/3544b364-68c3-4283-a0b2-f0bb2b543338
B-08052275307928 | Adler Ortho S.p.A | Italy | PANTHEON PHR | Class III | MDD | Sim | Não |  |  | https://ec.europa.eu/tools/eudamed/#/screen/search-device/7b4038fa-5552-4e58-9971-2d383f12530c
B-08052275307935 | Adler Ortho S.p.A | Italy | PANTHEON PHR | Class III | MDD | Sim | Não |  |  | https://ec.europa.eu/tools/eudamed/#/screen/search-device/93652cf6-51cc-4731-bffb-c7db3f7b5274
B-08052275307959 | Adler Ortho S.p.A | Italy | PANTHEON PHR | Class III | MDD | Sim | Não |  |  | https://ec.europa.eu/tools/eudamed/#/screen/search-device/f169c818-8772-4577-aac1-380204cbea47
B-08052275307942 | Adler Ortho S.p.A | Italy | PANTHEON PHR | Class III | MDD | Sim | Não |  |  | https://ec.europa.eu/tools/eudamed/#/screen/search-device/86f1ad13-0bc5-4191-856f-6d25f9022280
B-08052275307966 | Adler Ortho S.p.A | Italy | PANTHEON PHR | Class III | MDD | Sim | Não |  |  | https://ec.europa.eu/tools/eudamed/#/screen/search-device/3a40f754-7c36-4a5e-8ef5-7a6dade7c2f2
B-08052275307973 | Adler Ortho S.p.A | Italy | PANTHEON PHR | Class III | MDD | Sim | Não |  |  | https://ec.europa.eu/tools/eudamed/#/screen/search-device/7fee9886-d88f-4723-9c8e-efb2d01ed9fc
B-08052275307980 | Adler Ortho S.p.A | Italy | PANTHEON PHR | Class III | MDD | Sim | Não |  |  | https://ec.europa.eu/tools/eudamed/#/screen/search-device/276e1174-7587-4234-b6b5-489d8e2c9449
B-08052275308000 | Adler Ortho S.p.A | Italy | PANTHEON PHR | Class III | MDD | Sim | Não |  |  | https://ec.europa.eu/tools/eudamed/#/screen/search-device/6fd88cf7-680f-47e6-b644-dfdd6bf1f76c
B-08052275307997 | Adler Ortho S.p.A | Italy | PANTHEON PHR | Class III | MDD | Sim | Não |  |  | https://ec.europa.eu/tools/eudamed/#/screen/search-device/c7ea2a3c-09f2-4d63-94fb-24d275bd13c0
B-08052275308017 | Adler Ortho S.p.A | Italy | PANTHEON PHR | Class III | MDD | Sim | Não |  |  | https://ec.europa.eu/tools/eudamed/#/screen/search-device/1c499942-0ae3-4d7f-b4e5-6e4216f41ec9
B-08052275308024 | Adler Ortho S.p.A | Italy | PANTHEON PHR | Class III | MDD | Sim | Não |  |  | https://ec.europa.eu/tools/eudamed/#/screen/search-device/e78a9356-0741-41b3-b048-f82d2058c5df
B-08052275308031 | Adler Ortho S.p.A | Italy | PANTHEON PHR | Class III | MDD | Sim | Não |  |  | https://ec.europa.eu/tools/eudamed/#/screen/search-device/f0039f7c-ee8c-48ef-8b85-d8da4bfa86f8
B-08052275306426 | Adler Ortho S.p.A | Italy | PANTHEON PHR | Class III | MDD | Sim | Não |  |  | https://ec.europa.eu/tools/eudamed/#/screen/search-device/fcbedd89-5324-45f4-b1ce-bf1c6b2f4c74
B-08052275308048 | Adler Ortho S.p.A | Italy | PANTHEON PHR | Class III | MDD | Sim | Não |  |  | https://ec.europa.eu/tools/eudamed/#/screen/search-device/c7ea4577-8bf6-431f-bc16-547358d2e64b
B-08052275306440 | Adler Ortho S.p.A | Italy | PANTHEON PHR | Class III | MDD | Sim | Não |  |  | https://ec.europa.eu/tools/eudamed/#/screen/search-device/95b323be-312a-4c3b-80d0-6bd462af2943
B-08052275306457 | Adler Ortho S.p.A | Italy | PANTHEON PHR | Class III | MDD | Sim | Não |  |  | https://ec.europa.eu/tools/eudamed/#/screen/search-device/392e075a-637a-428b-8948-da47da3cc64f
B-08052275306464 | Adler Ortho S.p.A | Italy | PANTHEON PHR | Class III | MDD | Sim | Não |  |  | https://ec.europa.eu/tools/eudamed/#/screen/search-device/50bbf8f4-bfdc-4336-918d-d3b2facd277b
B-08052275306471 | Adler Ortho S.p.A | Italy | PANTHEON PHR | Class III | MDD | Sim | Não |  |  | https://ec.europa.eu/tools/eudamed/#/screen/search-device/48e3bd3c-592c-4762-8eb5-cd0cc120d299
B-08052275308055 | Adler Ortho S.p.A | Italy | PANTHEON PHR | Class III | MDD | Sim | Não |  |  | https://ec.europa.eu/tools/eudamed/#/screen/search-device/64980333-0c72-4b6b-8213-c0393a8e7bb8
B-08052275308062 | Adler Ortho S.p.A | Italy | PANTHEON PHR | Class III | MDD | Sim | Não |  |  | https://ec.europa.eu/tools/eudamed/#/screen/search-device/e22aba81-3e80-4d83-8976-a2ccf2281b35
B-08052275306433 | Adler Ortho S.p.A | Italy | PANTHEON PHR | Class III | MDD | Sim | Não |  |  | https://ec.europa.eu/tools/eudamed/#/screen/search-device/4012ab1d-155c-411b-9a29-425ccb32f8dc
B-08052275306488 | Adler Ortho S.p.A | Italy | PANTHEON PHR | Class III | MDD | Sim | Não |  |  | https://ec.europa.eu/tools/eudamed/#/screen/search-device/f0cb5ac0-380a-49e4-9eda-e2ba77638e5c
B-08052275306495 | Adler Ortho S.p.A | Italy | PANTHEON PHR | Class III | MDD | Sim | Não |  |  | https://ec.europa.eu/tools/eudamed/#/screen/search-device/2554dd83-30bd-470d-97c8-015d37ca53b9
B-08052275306501 | Adler Ortho S.p.A | Italy | PANTHEON PHR | Class III | MDD | Sim | Não |  |  | https://ec.europa.eu/tools/eudamed/#/screen/search-device/4b9bf916-8f5d-4984-9841-4cfbdea808bd
B-08052275306518 | Adler Ortho S.p.A | Italy | PANTHEON PHR | Class III | MDD | Sim | Não |  |  | https://ec.europa.eu/tools/eudamed/#/screen/search-device/7cceec0b-d58b-4291-9c82-f65053a90a49
B-08052275308079 | Adler Ortho S.p.A | Italy | PANTHEON PHR | Class III | MDD | Sim | Não |  |  | https://ec.europa.eu/tools/eudamed/#/screen/search-device/48c90565-e8d2-4273-9a5c-7b02dacf5e54
B-08052275308086 | Adler Ortho S.p.A | Italy | PANTHEON PHR | Class III | MDD | Sim | Não |  |  | https://ec.europa.eu/tools/eudamed/#/screen/search-device/6f6fa160-bf64-42e1-bb72-8097e1a30169
B-08052275308093 | Adler Ortho S.p.A | Italy | PANTHEON PHR | Class III | MDD | Sim | Não |  |  | https://ec.europa.eu/tools/eudamed/#/screen/search-device/5cf69772-af2d-4ce1-8c57-9f0a43897ec3
B-08052275308109 | Adler Ortho S.p.A | Italy | PANTHEON PHR | Class III | MDD | Sim | Não |  |  | https://ec.europa.eu/tools/eudamed/#/screen/search-device/a17dbf17-1255-488b-ba2e-ee0c51ce9afb
B-08052275308116 | Adler Ortho S.p.A | Italy | PANTHEON PHR | Class III | MDD | Sim | Não |  |  | https://ec.europa.eu/tools/eudamed/#/screen/search-device/c989bbeb-b377-439b-8bf6-d9299477490e
B-08052275308123 | Adler Ortho S.p.A | Italy | PANTHEON PHR | Class III | MDD | Sim | Não |  |  | https://ec.europa.eu/tools/eudamed/#/screen/search-device/16938c2f-04ad-49c5-aa9d-feeec5e3336b
B-08052275308130 | Adler Ortho S.p.A | Italy | PANTHEON PHR | Class III | MDD | Sim | Não |  |  | https://ec.europa.eu/tools/eudamed/#/screen/search-device/bb1516f3-ddc8-4bf7-9ade-6a5b116cb89e
B-08052275306525 | Adler Ortho S.p.A | Italy | PANTHEON PHR | Class III | MDD | Sim | Não |  |  | https://ec.europa.eu/tools/eudamed/#/screen/search-device/61da1df5-9d49-4519-9ba5-7041df4bae5a
B-08052275306532 | Adler Ortho S.p.A | Italy | PANTHEON PHR | Class III | MDD | Sim | Não |  |  | https://ec.europa.eu/tools/eudamed/#/screen/search-device/a72c0ef7-a208-4658-af3e-a9dc36a579fa
B-08052275306549 | Adler Ortho S.p.A | Italy | PANTHEON PHR | Class III | MDD | Sim | Não |  |  | https://ec.europa.eu/tools/eudamed/#/screen/search-device/e396da9b-2be7-41f9-b191-505bd9d86a43
B-08052275306556 | Adler Ortho S.p.A | Italy | PANTHEON PHR | Class III | MDD | Sim | Não |  |  | https://ec.europa.eu/tools/eudamed/#/screen/search-device/4fcb5b7d-b3f2-42bf-bce1-d9e115b9da09
B-08052275306563 | Adler Ortho S.p.A | Italy | PANTHEON PHR | Class III | MDD | Sim | Não |  |  | https://ec.europa.eu/tools/eudamed/#/screen/search-device/79a02189-895f-470b-9783-f70c11bbd6cf
B-08052275308147 | Adler Ortho S.p.A | Italy | PANTHEON PHR | Class III | MDD | Sim | Não |  |  | https://ec.europa.eu/tools/eudamed/#/screen/search-device/1a0344f4-6326-4bd2-b454-cc9a404d4f55
B-08052275306570 | Adler Ortho S.p.A | Italy | PANTHEON PHR | Class III | MDD | Sim | Não |  |  | https://ec.europa.eu/tools/eudamed/#/screen/search-device/309c44e9-e737-457e-a860-a7b69cea39ea
B-08052275306587 | Adler Ortho S.p.A | Italy | PANTHEON PHR | Class III | MDD | Sim | Não |  |  | https://ec.europa.eu/tools/eudamed/#/screen/search-device/a2ec0b12-c7e9-4314-9086-7cd03c943f37
B-08052275306600 | Adler Ortho S.p.A | Italy | PANTHEON PHR | Class III | MDD | Sim | Não |  |  | https://ec.europa.eu/tools/eudamed/#/screen/search-device/fbe8f769-4941-470c-8f9b-45b93e86e0d9
B-08052275306594 | Adler Ortho S.p.A | Italy | PANTHEON PHR | Class III | MDD | Sim | Não |  |  | https://ec.europa.eu/tools/eudamed/#/screen/search-device/162bc826-cc34-4971-912c-e4fa55b11633
B-08052275306617 | Adler Ortho S.p.A | Italy | PANTHEON PHR | Class III | MDD | Sim | Não |  |  | https://ec.europa.eu/tools/eudamed/#/screen/search-device/215acb63-940d-4ddf-b0da-adc726f58dbb
B-08052275306754 | Adler Ortho S.p.A | Italy | PANTHEON PHR | Class III | MDD | Sim | Não |  |  | https://ec.europa.eu/tools/eudamed/#/screen/search-device/c401f0c1-b36d-42c5-bcee-1bfc876ef6a6
B-08052275308154 | Adler Ortho S.p.A | Italy | PANTHEON PHR | Class III | MDD | Sim | Não |  |  | https://ec.europa.eu/tools/eudamed/#/screen/search-device/5cd8a1ce-f2f0-4ddc-8737-f9d4bbe2c175
B-08052275306624 | Adler Ortho S.p.A | Italy | PANTHEON PHR | Class III | MDD | Sim | Não |  |  | https://ec.europa.eu/tools/eudamed/#/screen/search-device/28232bfd-4394-43c0-9176-21887e9103c5
B-08052275306631 | Adler Ortho S.p.A | Italy | PANTHEON PHR | Class III | MDD | Sim | Não |  |  | https://ec.europa.eu/tools/eudamed/#/screen/search-device/d0f57e57-f54f-4c4f-b180-e1dd8e5ed283
B-08052275306648 | Adler Ortho S.p.A | Italy | PANTHEON PHR | Class III | MDD | Sim | Não |  |  | https://ec.europa.eu/tools/eudamed/#/screen/search-device/21b9369c-a13d-4086-93d6-03f0f5f4d0ee
B-08052275306655 | Adler Ortho S.p.A | Italy | PANTHEON PHR | Class III | MDD | Sim | Não |  |  | https://ec.europa.eu/tools/eudamed/#/screen/search-device/f14fac80-576f-42c0-a967-c0b76c892b80
B-08052275306662 | Adler Ortho S.p.A | Italy | PANTHEON PHR | Class III | MDD | Sim | Não |  |  | https://ec.europa.eu/tools/eudamed/#/screen/search-device/3bab475d-4a3e-4e2f-ad2a-468565f4b015
B-08052275306679 | Adler Ortho S.p.A | Italy | PANTHEON PHR | Class III | MDD | Sim | Não |  |  | https://ec.europa.eu/tools/eudamed/#/screen/search-device/51c68d67-f5be-4162-923d-d8445a04fe87
B-08052275306686 | Adler Ortho S.p.A | Italy | PANTHEON PHR | Class III | MDD | Sim | Não |  |  | https://ec.europa.eu/tools/eudamed/#/screen/search-device/e3236e4e-5067-4cdd-ad56-5d852b355505
B-08052275306693 | Adler Ortho S.p.A | Italy | PANTHEON PHR | Class III | MDD | Sim | Não |  |  | https://ec.europa.eu/tools/eudamed/#/screen/search-device/74dfd6bf-4284-4d30-8f63-5aadefb4d969
B-08052275306709 | Adler Ortho S.p.A | Italy | PANTHEON PHR | Class III | MDD | Sim | Não |  |  | https://ec.europa.eu/tools/eudamed/#/screen/search-device/e5f58195-8167-4025-b774-b436e794268d
B-08052275306716 | Adler Ortho S.p.A | Italy | PANTHEON PHR | Class III | MDD | Sim | Não |  |  | https://ec.europa.eu/tools/eudamed/#/screen/search-device/869a0017-5d70-4b6f-9f6b-5089c7e444ff
B-08052275306723 | Adler Ortho S.p.A | Italy | PANTHEON PHR | Class III | MDD | Sim | Não |  |  | https://ec.europa.eu/tools/eudamed/#/screen/search-device/07696425-7a9b-473d-86ca-7bb835b8e558
B-08052275306730 | Adler Ortho S.p.A | Italy | PANTHEON PHR | Class III | MDD | Sim | Não |  |  | https://ec.europa.eu/tools/eudamed/#/screen/search-device/fe6c1672-3e44-40fe-b025-cae3814ea187
B-08053617183217 | Adler Ortho S.p.A | Italy | PANTHEON PHR | Class III | MDD | Sim | Não |  |  | https://ec.europa.eu/tools/eudamed/#/screen/search-device/e6f88149-dfa7-4b8d-ac39-1addd24bf036
B-08052275306747 | Adler Ortho S.p.A | Italy | PANTHEON PHR | Class III | MDD | Sim | Não |  |  | https://ec.europa.eu/tools/eudamed/#/screen/search-device/8e322782-c206-49ea-bcec-7742c63cda34
697735375LLULPP3H | Bei Jing HeLiKang prosthetics Co.,Ltd | China | Lower Limb/Upper Limb Prosthetics Parts | Class I | MDR | Não | Não |  |  | https://ec.europa.eu/tools/eudamed/#/screen/search-device/f097025f-0bf9-4c21-964b-c75215cead44
697950821PP001MB | Beijing Chong Lang Rehabilitation Aids Co., Ltd | China | PROSTHETIC PARTS | Class I | MDR | Não | Não |  |  | https://ec.europa.eu/tools/eudamed/#/screen/search-device/61204e6d-d3a4-43fd-9449-225870542ecd
B-4049852SH1ECV6 | Biotech GmbH | Germany | Biotech Modular Shoulder System (BMS) | Class III | MDD | Sim | Não |  |  | https://ec.europa.eu/tools/eudamed/#/screen/search-device/1e3ac8d0-6bd8-4b6b-8e7a-fa2c0e9952b4
B-4049852SH2EEVF | Biotech GmbH | Germany | Instruments and Trial Tray for Biotech Modular Shoulder System (BMS) | Class IIA | MDD | Não | Não |  |  | https://ec.europa.eu/tools/eudamed/#/screen/search-device/8c45bed5-4ef6-4518-902c-c77f7f1091ed
B-03700401600737 | Biotechni S.A.S | France | GEO - Cortical screw - D3,5 - L20 | Class III | MDD | Sim | Não |  |  | https://ec.europa.eu/tools/eudamed/#/screen/search-device/4c0b9ba7-a1d8-4ec3-98e6-efc4159f1e4d
B-03700401600744 | Biotechni S.A.S | France | GEO - Cortical screw - D3,5 - L26 | Class III | MDD | Sim | Não |  |  | https://ec.europa.eu/tools/eudamed/#/screen/search-device/981a8929-b03e-48ee-a286-2903ffc29ed7
B-03700401677623 | Biotechni S.A.S | France | GEO - Cortical screw - D3,5 - L32 | Class III | MDD | Sim | Não |  |  | https://ec.europa.eu/tools/eudamed/#/screen/search-device/b9b011b1-6291-46b4-99e7-8449e24ab840
B-03700401600607 | Biotechni S.A.S | France | GEO - Diaphyseal stem to be cemented - L100 - D06 | Class III | MDD | Sim | Não |  |  | https://ec.europa.eu/tools/eudamed/#/screen/search-device/b0780fe0-8ac9-4a5a-aa2e-c81c34489f3c
B-03700401600614 | Biotechni S.A.S | France | GEO - Diaphyseal stem to be cemented - L100 - D08 | Class III | MDD | Sim | Não |  |  | https://ec.europa.eu/tools/eudamed/#/screen/search-device/3984ae4c-a8e8-4657-8c82-ca0b14c48aad
B-03700401600621 | Biotechni S.A.S | France | GEO - Diaphyseal stem to be cemented - L100 - D10 | Class III | MDD | Sim | Não |  |  | https://ec.europa.eu/tools/eudamed/#/screen/search-device/cfcabfef-6e07-42a3-a64c-9914cc14e030
B-03700401600638 | Biotechni S.A.S | France | GEO - Diaphyseal stem to be cemented - L100 - D12 | Class III | MDD | Sim | Não |  |  | https://ec.europa.eu/tools/eudamed/#/screen/search-device/2d585f17-e8fa-4e11-b869-157d5150e8e5
B-03700401600645 | Biotechni S.A.S | France | GEO - Diaphyseal stem to be cemented - L100 - D14 | Class III | MDD | Sim | Não |  |  | https://ec.europa.eu/tools/eudamed/#/screen/search-device/c0fdf99b-35c3-4463-84a8-da550d6a3159
B-03700401600577 | Biotechni S.A.S | France | GEO - Geosphere for glenoid cavity - S35 | Class III | MDD | Sim | Não |  |  | https://ec.europa.eu/tools/eudamed/#/screen/search-device/7e9aa817-2948-490f-9175-c727d0ce737b
B-03700401600584 | Biotechni S.A.S | France | GEO - Geosphere for glenoid cavity - S40 | Class III | MDD | Sim | Não |  |  | https://ec.europa.eu/tools/eudamed/#/screen/search-device/619214c1-4bfc-4930-88b9-6d396cd4eeb2
B-03700401600591 | Biotechni S.A.S | France | GEO - Geosphere for glenoid cavity - S45 | Class III | MDD | Sim | Não |  |  | https://ec.europa.eu/tools/eudamed/#/screen/search-device/5251ec49-8a1f-4a71-8c03-6ecb9c141cd7
B-03700401600652 | Biotechni S.A.S | France | GEO - HA coated diaphyseal stem - L100 - D06 | Class III | MDD | Sim | Não |  |  | https://ec.europa.eu/tools/eudamed/#/screen/search-device/79a7b15e-f24f-41c6-a9f5-6790fa4e2d3d
B-03700401600669 | Biotechni S.A.S | France | GEO - HA coated diaphyseal stem - L100 - D08 | Class III | MDD | Sim | Não |  |  | https://ec.europa.eu/tools/eudamed/#/screen/search-device/039a29e4-4de0-4d31-a4ba-85696d706843
B-03700401600676 | Biotechni S.A.S | France | GEO - HA coated diaphyseal stem - L100 - D10 | Class III | MDD | Sim | Não |  |  | https://ec.europa.eu/tools/eudamed/#/screen/search-device/2be99267-e6d1-451a-92f4-31ca47aadd53
B-03700401600683 | Biotechni S.A.S | France | GEO - HA coated diaphyseal stem - L100 - D12 | Class III | MDD | Sim | Não |  |  | https://ec.europa.eu/tools/eudamed/#/screen/search-device/1213e39a-a934-404e-be88-992a931f7f51
B-03700401600690 | Biotechni S.A.S | France | GEO - HA coated diaphyseal stem - L100 - D14 | Class III | MDD | Sim | Não |  |  | https://ec.europa.eu/tools/eudamed/#/screen/search-device/851d5f67-db16-4e9f-bcd8-1fb0cdcf9acc
B-03700401678422 | Biotechni S.A.S | France | GEO - Locking screw for GEO diaphyseal stem - L25 | Class III | MDD | Sim | Não |  |  | https://ec.europa.eu/tools/eudamed/#/screen/search-device/c57f9140-4a16-4885-a570-1ca6062b69c8
B-03700401678439 | Biotechni S.A.S | France | GEO - Locking screw for GEO diaphyseal stem - L30 | Class III | MDD | Sim | Não |  |  | https://ec.europa.eu/tools/eudamed/#/screen/search-device/6041c7c6-c895-484c-9756-8aef6f29f38e
B-03700401678446 | Biotechni S.A.S | France | GEO - Locking screw for GEO diaphyseal stem - L35 | Class III | MDD | Sim | Não |  |  | https://ec.europa.eu/tools/eudamed/#/screen/search-device/aaf49ef2-2bac-4070-8648-e864f739488a
B-03700401678453 | Biotechni S.A.S | France | GEO - Locking screw for GEO diaphyseal stem - L40 | Class III | MDD | Sim | Não |  |  | https://ec.europa.eu/tools/eudamed/#/screen/search-device/37e8f70a-a03b-4a28-bd74-e789b8b2c7b8
B-03700401678460 | Biotechni S.A.S | France | GEO - Locking screw for GEO diaphyseal stem - L45 | Class III | MDD | Sim | Não |  |  | https://ec.europa.eu/tools/eudamed/#/screen/search-device/24393de7-b853-456c-a68d-a0d225c3f9d2
B-03700401677869 | Biotechni S.A.S | France | GEO - Revision HA coated diaphyseal stem - Lockable - L150 - D08 | Class III | MDD | Sim | Não |  |  | https://ec.europa.eu/tools/eudamed/#/screen/search-device/3ae4142d-6d96-4f43-8263-3c3cd4616249
B-03700401677883 | Biotechni S.A.S | France | GEO - Revision HA coated diaphyseal stem - Lockable - L150 - D10 | Class III | MDD | Sim | Não |  |  | https://ec.europa.eu/tools/eudamed/#/screen/search-device/8bc00be9-c1f6-4be9-ada2-2ceea219a461
B-03700401677906 | Biotechni S.A.S | France | GEO - Revision HA coated diaphyseal stem - Lockable - L150 - D12 | Class III | MDD | Sim | Não |  |  | https://ec.europa.eu/tools/eudamed/#/screen/search-device/90a53d3e-cc4c-4874-9c14-21d8c7794541
B-03700401677920 | Biotechni S.A.S | France | GEO - Revision HA coated diaphyseal stem - Lockable - L150 - D14 | Class III | MDD | Sim | Não |  |  | https://ec.europa.eu/tools/eudamed/#/screen/search-device/7e3f982e-ab21-451c-9ffd-c01db251e761
B-03700401677876 | Biotechni S.A.S | France | GEO - Revision HA coated diaphyseal stem - Lockable - L180 - D08 | Class III | MDD | Sim | Não |  |  | https://ec.europa.eu/tools/eudamed/#/screen/search-device/eb089ea7-ce0a-4d02-83bc-40ceae33cf35
B-03700401677890 | Biotechni S.A.S | France | GEO - Revision HA coated diaphyseal stem - Lockable - L180 - D10 | Class III | MDD | Sim | Não |  |  | https://ec.europa.eu/tools/eudamed/#/screen/search-device/ff1e1499-8045-4bff-ae95-22cb0313ebed
B-03700401677913 | Biotechni S.A.S | France | GEO - Revision HA coated diaphyseal stem - Lockable - L180 - D12 | Class III | MDD | Sim | Não |  |  | https://ec.europa.eu/tools/eudamed/#/screen/search-device/a84ce494-2614-48b3-aafe-1c46e25f6bbf
B-03700401677937 | Biotechni S.A.S | France | GEO - Revision HA coated diaphyseal stem - Lockable - L180 - D14 | Class III | MDD | Sim | Não |  |  | https://ec.europa.eu/tools/eudamed/#/screen/search-device/be0ca627-4fd6-43cc-828a-19676379a482
B-03700401677845 | Biotechni S.A.S | France | GEO - Revision HA coated diaphyseal stem - Non lockable - L150 - D06 | Class III | MDD | Sim | Não |  |  | https://ec.europa.eu/tools/eudamed/#/screen/search-device/625cfa79-d757-47d3-b603-65c2b9384c6a
B-03700401677852 | Biotechni S.A.S | France | GEO - Revision HA coated diaphyseal stem - Non lockable - L180 - D06 | Class III | MDD | Sim | Não |  |  | https://ec.europa.eu/tools/eudamed/#/screen/search-device/a33866d9-2451-4e12-9314-c90a8e2c5959
B-03700401679214 | Biotechni S.A.S | France | GEO - Revision TI+HA coated glenoid base (assembly screw and plug included), left | Class III | MDD | Sim | Não |  |  | https://ec.europa.eu/tools/eudamed/#/screen/search-device/d1c3cb40-fd3c-4986-8d83-d211296a6402
B-03700401679207 | Biotechni S.A.S | France | GEO - Revision TI+HA coated glenoid base (assembly screw and plug included), right | Class III | MDD | Sim | Não |  |  | https://ec.europa.eu/tools/eudamed/#/screen/search-device/a86d2185-8065-4507-b426-f3a7cae6ad40
B-03700401677722 | Biotechni S.A.S | France | GEO - Revision diaphyseal stem to be cemented - L150 - D06 | Class III | MDD | Sim | Não |  |  | https://ec.europa.eu/tools/eudamed/#/screen/search-device/1cb27412-286b-4dc0-bef4-0979e601e4d1
B-03700401677753 | Biotechni S.A.S | France | GEO - Revision diaphyseal stem to be cemented - L150 - D08 | Class III | MDD | Sim | Não |  |  | https://ec.europa.eu/tools/eudamed/#/screen/search-device/a3b040dc-efe6-4223-a54b-9c73ff9166f1
B-03700401677777 | Biotechni S.A.S | France | GEO - Revision diaphyseal stem to be cemented - L150 - D10 | Class III | MDD | Sim | Não |  |  | https://ec.europa.eu/tools/eudamed/#/screen/search-device/c9f60520-a1c9-4b33-86d0-eb1b4d149afe
B-03700401677807 | Biotechni S.A.S | France | GEO - Revision diaphyseal stem to be cemented - L150 - D12 | Class III | MDD | Sim | Não |  |  | https://ec.europa.eu/tools/eudamed/#/screen/search-device/72d3eb30-1f9d-4f5c-9a40-02df522bb13b
B-03700401677821 | Biotechni S.A.S | France | GEO - Revision diaphyseal stem to be cemented - L150 - D14 | Class III | MDD | Sim | Não |  |  | https://ec.europa.eu/tools/eudamed/#/screen/search-device/7bcaf8e4-61d6-4018-bc27-62d565129f22
B-03700401677739 | Biotechni S.A.S | France | GEO - Revision diaphyseal stem to be cemented - L180 - D06 | Class III | MDD | Sim | Não |  |  | https://ec.europa.eu/tools/eudamed/#/screen/search-device/b099a910-e01a-4bf0-98fb-bbb4a885de22
B-03700401677760 | Biotechni S.A.S | France | GEO - Revision diaphyseal stem to be cemented - L180 - D08 | Class III | MDD | Sim | Não |  |  | https://ec.europa.eu/tools/eudamed/#/screen/search-device/e35df054-5a6e-4924-a36d-7e550a97c624
B-03700401677784 | Biotechni S.A.S | France | GEO - Revision diaphyseal stem to be cemented - L180 - D10 | Class III | MDD | Sim | Não |  |  | https://ec.europa.eu/tools/eudamed/#/screen/search-device/bce2c17c-bf17-4aca-99d6-7f62d1991852
B-03700401677814 | Biotechni S.A.S | France | GEO - Revision diaphyseal stem to be cemented - L180 - D12 | Class III | MDD | Sim | Não |  |  | https://ec.europa.eu/tools/eudamed/#/screen/search-device/ca1100f9-a07c-4669-8e99-1137c57db9f1
B-03700401677838 | Biotechni S.A.S | France | GEO - Revision diaphyseal stem to be cemented - L180 - D14 | Class III | MDD | Sim | Não |  |  | https://ec.europa.eu/tools/eudamed/#/screen/search-device/d2f37569-da80-4367-9f67-2904ec705b48
B-03700401677746 | Biotechni S.A.S | France | GEO - Revision diaphyseal stem to be cemented - L70 - D08 | Class III | MDD | Sim | Não |  |  | https://ec.europa.eu/tools/eudamed/#/screen/search-device/82306ecf-0d8c-41ba-8c97-4904aaf0ab37
B-03700401677791 | Biotechni S.A.S | France | GEO - Revision diaphyseal stem to be cemented - L70 - D12 | Class III | MDD | Sim | Não |  |  | https://ec.europa.eu/tools/eudamed/#/screen/search-device/88ac7633-3438-489c-ad0d-ee0ea9123d75
B-03700401675476 | Biotechni S.A.S | France | GEO - Screw (standard) for glenoid base - D4,5 - L30 | Class III | MDD | Sim | Não |  |  | https://ec.europa.eu/tools/eudamed/#/screen/search-device/ca324137-8995-4dbe-b89a-708f0f1ed271
B-03700401675483 | Biotechni S.A.S | France | GEO - Screw (standard) for glenoid base - D4,5 - L35 | Class III | MDD | Sim | Não |  |  | https://ec.europa.eu/tools/eudamed/#/screen/search-device/45bd57fa-e9e6-42e1-858f-0a2cd40b3336
B-03700401675490 | Biotechni S.A.S | France | GEO - Screw (standard) for glenoid base - D4,5 - L40 | Class III | MDD | Sim | Não |  |  | https://ec.europa.eu/tools/eudamed/#/screen/search-device/395fe741-f07f-4935-bc58-56f35bb536a7
B-03700401600546 | Biotechni S.A.S | France | GEO - Ti+HA coated glenoid base (assembly screw included) - S35 | Class III | MDD | Sim | Não |  |  | https://ec.europa.eu/tools/eudamed/#/screen/search-device/2f7f94e5-b8bb-40a3-ac63-55183b87538a
B-03700401600553 | Biotechni S.A.S | France | GEO - Ti+HA coated glenoid base (assembly screw included) - S40 | Class III | MDD | Sim | Não |  |  | https://ec.europa.eu/tools/eudamed/#/screen/search-device/c401e258-213d-49aa-8f7e-8c8465bb90ea
B-03700401600560 | Biotechni S.A.S | France | GEO - Ti+HA coated glenoid base (assembly screw included) - S45 | Class III | MDD | Sim | Não |  |  | https://ec.europa.eu/tools/eudamed/#/screen/search-device/dbee62ce-23c5-4294-8833-76d803223334
B-03700401600515 | Biotechni S.A.S | France | GEO - Ti+HA coated humeral epiphysis - S35 | Class III | MDD | Sim | Não |  |  | https://ec.europa.eu/tools/eudamed/#/screen/search-device/99838673-1bf1-4586-92eb-8e0797f180ee
B-03700401600522 | Biotechni S.A.S | France | GEO - Ti+HA coated humeral epiphysis - S40 | Class III | MDD | Sim | Não |  |  | https://ec.europa.eu/tools/eudamed/#/screen/search-device/c2648570-53f3-4d27-baf7-6fc655c72aec
B-03700401600539 | Biotechni S.A.S | France | GEO - Ti+HA coated humeral epiphysis - S45 | Class III | MDD | Sim | Não |  |  | https://ec.europa.eu/tools/eudamed/#/screen/search-device/1a256fe1-95aa-4e53-adee-0cc22d3cacaa
B-03700401600393 | Biotechni S.A.S | France | GEO - cup insert for epiphysis - 35/+2 | Class III | MDD | Sim | Não |  |  | https://ec.europa.eu/tools/eudamed/#/screen/search-device/08d1adab-6944-4108-bcc9-fd3725eac9f5
B-03700401600409 | Biotechni S.A.S | France | GEO - cup insert for epiphysis - 35/+4 | Class III | MDD | Sim | Não |  |  | https://ec.europa.eu/tools/eudamed/#/screen/search-device/783103d1-80ec-4b14-8f84-43e1d1099d60
B-03700401600416 | Biotechni S.A.S | France | GEO - cup insert for epiphysis - 35/+8 | Class III | MDD | Sim | Não |  |  | https://ec.europa.eu/tools/eudamed/#/screen/search-device/ae3ac0cf-c2d2-445a-9c5f-04ea931d9fe9
B-03700401600423 | Biotechni S.A.S | France | GEO - cup insert for epiphysis - 40/+2 | Class III | MDD | Sim | Não |  |  | https://ec.europa.eu/tools/eudamed/#/screen/search-device/d6bc8b96-e7a8-4cc3-a1dd-899804f3e750
B-03700401600430 | Biotechni S.A.S | France | GEO - cup insert for epiphysis - 40/+4 | Class III | MDD | Sim | Não |  |  | https://ec.europa.eu/tools/eudamed/#/screen/search-device/8b157890-fb2a-4d8e-aaad-f17102340c39
B-03700401600447 | Biotechni S.A.S | France | GEO - cup insert for epiphysis - 40/+8 | Class III | MDD | Sim | Não |  |  | https://ec.europa.eu/tools/eudamed/#/screen/search-device/6e4964a4-b4c8-442f-a0f0-032c46228a3d
B-03700401600454 | Biotechni S.A.S | France | GEO - cup insert for epiphysis - 45/+2 | Class III | MDD | Sim | Não |  |  | https://ec.europa.eu/tools/eudamed/#/screen/search-device/7873d5ea-164b-46da-a083-d9ce9c8f8048
B-03700401600461 | Biotechni S.A.S | France | GEO - cup insert for epiphysis - 45/+4 | Class III | MDD | Sim | Não |  |  | https://ec.europa.eu/tools/eudamed/#/screen/search-device/ae4146ee-165a-4d56-b02f-0aa9ce1bb552
B-03700401600478 | Biotechni S.A.S | France | GEO - cup insert for epiphysis - 45/+8 | Class III | MDD | Sim | Não |  |  | https://ec.europa.eu/tools/eudamed/#/screen/search-device/c1751a98-a4b5-48e6-97d4-a04a4b493bb1
B-03700401600485 | Biotechni S.A.S | France | GEO - humeral epiphysis to be cemented - S35 | Class III | MDD | Sim | Não |  |  | https://ec.europa.eu/tools/eudamed/#/screen/search-device/b266ac90-00c5-4b9b-8563-3756660d24f6
B-03700401600492 | Biotechni S.A.S | France | GEO - humeral epiphysis to be cemented - S40 | Class III | MDD | Sim | Não |  |  | https://ec.europa.eu/tools/eudamed/#/screen/search-device/bd2d4f8b-73b4-4ae5-afd8-89db76d9dcfa
B-03700401600508 | Biotechni S.A.S | France | GEO - humeral epiphysis to be cemented - S45 | Class III | MDD | Sim | Não |  |  | https://ec.europa.eu/tools/eudamed/#/screen/search-device/a60a9be2-9901-4f80-9d32-4d4f66457f16
B-03700401678507 | Biotechni S.A.S | France | GEO - spacer +9 for cup insert - S35 | Class III | MDD | Sim | Não |  |  | https://ec.europa.eu/tools/eudamed/#/screen/search-device/1e8065ed-0cb8-466e-8c00-7716f07d76d6
B-03700401678514 | Biotechni S.A.S | France | GEO - spacer +9 for cup insert - S40 | Class III | MDD | Sim | Não |  |  | https://ec.europa.eu/tools/eudamed/#/screen/search-device/3c0aa0b4-f25f-4387-9bce-3f9a8a142b57
B-03700401678521 | Biotechni S.A.S | France | GEO - spacer +9 for cup insert - S45 | Class III | MDD | Sim | Não |  |  | https://ec.europa.eu/tools/eudamed/#/screen/search-device/64e0a807-d794-45c8-ab78-3968c8438375
0603295a000848N | DePuy Ireland UC | Ireland | DELTA XTEND CTA Head | Class III | MDR | Sim | Não |  | 103770996 | https://ec.europa.eu/tools/eudamed/#/screen/search-device/1a3d3797-5a59-4ab8-9c86-dfadadf03b4b
0603295a000858Q | DePuy Ireland UC | Ireland | DELTA XTEND Glenosphere | Class III | MDR | Sim | Não |  | 103770996 | https://ec.europa.eu/tools/eudamed/#/screen/search-device/f902269a-506d-4570-a37e-518bdee7c6ac
0603295a000868S | DePuy Ireland UC | Ireland | DELTA XTEND Humeral Epiphysis | Class III | MDR | Sim | Não |  | 103770996 | https://ec.europa.eu/tools/eudamed/#/screen/search-device/281eea8f-9e8f-4bcf-82ac-a9c6353b99d0
0603295a000878U | DePuy Ireland UC | Ireland | DELTA XTEND Humeral PE Cup | Class III | MDR | Sim | Não |  | 103770996 | https://ec.europa.eu/tools/eudamed/#/screen/search-device/0aa232f7-64b4-4884-a709-559787232e71
0603295a000888W | DePuy Ireland UC | Ireland | DELTA XTEND Humeral Spacer | Class III | MDR | Sim | Não |  | 103770996 | https://ec.europa.eu/tools/eudamed/#/screen/search-device/07fe0826-bd9f-477f-886b-10077a0ac01b
0603295a000908H | DePuy Ireland UC | Ireland | DELTA XTEND Metaglene | Class III | MDR | Sim | Não |  | 103770996 | https://ec.europa.eu/tools/eudamed/#/screen/search-device/a1c76450-3589-4c34-a1d5-87915a1715a5
0603295a000918K | DePuy Ireland UC | Ireland | DELTA XTEND Modular Humeral Stem | Class III | MDR | Sim | Não |  | 103770996 | https://ec.europa.eu/tools/eudamed/#/screen/search-device/2e038098-b534-4a73-a3b5-a92829bd0d94
0603295a000928M | DePuy Ireland UC | Ireland | DELTA XTEND Monobloc Humeral Stem | Class III | MDR | Sim | Não |  | 103770996 | https://ec.europa.eu/tools/eudamed/#/screen/search-device/fb43c998-7a5b-4d64-a4a6-028c49e312c0
0603295a000688Q | DePuy Ireland UC | Ireland | GLOBAL ICON Anchor Plate | Class III | MDR | Sim | Não |  | 103808515 | https://ec.europa.eu/tools/eudamed/#/screen/search-device/2679d930-b77f-4077-b813-afdb0d4cec16
0603295a000698S | DePuy Ireland UC | Ireland | GLOBAL ICON Humeral Head | Class III | MDR | Sim | Não |  | 103808515 | https://ec.europa.eu/tools/eudamed/#/screen/search-device/3ad8d1fc-8494-458c-bb77-5ceb0e0abb20
376025538P090103ROPG4 | EVOLUTIS | France | UNIC® Reverse Shoulder | Class III | MDR | Sim | Não |  | F02-65 | https://ec.europa.eu/tools/eudamed/#/screen/search-device/51d1db7e-4a4d-4cd3-ac35-4f940b74545b
376025538P090103RCUFA | EVOLUTIS | France | UNIC® Reverse Shoulder | Class III | MDR | Sim | Não |  | F02-65 | https://ec.europa.eu/tools/eudamed/#/screen/search-device/e9df5619-5247-425e-9b4b-95af8caf45b5
376025538P090103RTIG5 | EVOLUTIS | France | UNIC® Reverse Shoulder | Class III | MDR | Sim | Não |  | F02-65 | https://ec.europa.eu/tools/eudamed/#/screen/search-device/05405f44-ac94-413b-8ecd-9e6c39fc6cf2
376025538P090103RTICTZ | EVOLUTIS | France | UNIC® Reverse Shoulder | Class III | MDR | Sim | Não |  | F02-65 | https://ec.europa.eu/tools/eudamed/#/screen/search-device/cf7ed009-97b2-4803-bf3f-d8734bc86684
376025538P090103RBADX | EVOLUTIS | France | UNIC® Reverse Shoulder | Class III | MDR | Sim | Não |  | F02-65 | https://ec.europa.eu/tools/eudamed/#/screen/search-device/a1d2f8d8-2719-4839-8b1c-5774351f076e
376025538P090103RINFE | EVOLUTIS | France | UNIC® Reverse Shoulder | Class III | MDR | Sim | Não |  | F02-65 | https://ec.europa.eu/tools/eudamed/#/screen/search-device/e9527984-1b6c-4d61-a9aa-ee2811d16198
376025538P090103RGLF4 | EVOLUTIS | France | UNIC® Reverse Shoulder | Class III | MDR | Sim | Não |  | F02-65 | https://ec.europa.eu/tools/eudamed/#/screen/search-device/a991df5d-3a75-4cef-b633-8d6ad3324e73
10885862100005NJ | Exactech, Inc. | United States | Equinoxe® | Class III | MDR | Sim | Não |  | TM-001351 | https://ec.europa.eu/tools/eudamed/#/screen/search-device/60ad4173-37ed-4e9a-8ce5-0248c08c2cf7
B-03701037313374 | FX Shoulder Solutions |  |  | Class IIB | ? | Não | Não |  |  | https://ec.europa.eu/tools/eudamed/#/screen/search-device/8763c377-782d-4b6d-ab7e-714bee08d58a
B-03701037301968 | FX Shoulder Solutions |  |  | Class IIB | ? | Não | Não |  |  | https://ec.europa.eu/tools/eudamed/#/screen/search-device/6dc36973-c20c-44b0-bccb-a76d30400ed8
B-03701037301999 | FX Shoulder Solutions |  |  | Class IIB | ? | Não | Não |  |  | https://ec.europa.eu/tools/eudamed/#/screen/search-device/301f9e87-fa4a-4805-9fb6-d35da080c0cb
B-03701037302019 | FX Shoulder Solutions |  |  | Class IIB | ? | Não | Não |  |  | https://ec.europa.eu/tools/eudamed/#/screen/search-device/736f6686-ffc9-497c-b08f-e717e2443b46
B-03701037302064 | FX Shoulder Solutions |  |  | Class IIB | ? | Não | Não |  |  | https://ec.europa.eu/tools/eudamed/#/screen/search-device/cca72cd9-3859-46ba-8304-3a87f3d64644
B-03701037302361 | FX Shoulder Solutions |  |  | Class IIB | ? | Não | Não |  |  | https://ec.europa.eu/tools/eudamed/#/screen/search-device/51c72b7a-7344-40d6-a314-3115e90f3c6b
B-03701037302088 | FX Shoulder Solutions |  |  | Class IIB | ? | Não | Não |  |  | https://ec.europa.eu/tools/eudamed/#/screen/search-device/18f04986-5f20-4598-bec6-d7f3d894391c
B-03701037302385 | FX Shoulder Solutions |  |  | Class IIB | ? | Não | Não |  |  | https://ec.europa.eu/tools/eudamed/#/screen/search-device/bdd67499-9523-482f-b319-b65b43ee7190
B-03701037302453 | FX Shoulder Solutions |  |  | Class IIB | ? | Não | Não |  |  | https://ec.europa.eu/tools/eudamed/#/screen/search-device/92dd1f23-387c-4906-9b87-cae76a1ceabc
B-03701037302460 | FX Shoulder Solutions |  |  | Class IIB | ? | Não | Não |  |  | https://ec.europa.eu/tools/eudamed/#/screen/search-device/b14c28a5-4172-42c5-a9af-f58706442bb2
B-03701037302491 | FX Shoulder Solutions |  |  | Class IIB | ? | Não | Não |  |  | https://ec.europa.eu/tools/eudamed/#/screen/search-device/3c8753f7-6c82-418d-90ac-c0fc71d85e6f
B-03701037302149 | FX Shoulder Solutions |  |  | Class IIB | ? | Não | Não |  |  | https://ec.europa.eu/tools/eudamed/#/screen/search-device/5939d195-0eb2-4089-a535-4a356e555c44
B-03701037302507 | FX Shoulder Solutions |  |  | Class IIB | ? | Não | Não |  |  | https://ec.europa.eu/tools/eudamed/#/screen/search-device/76f84ff9-a9f9-4a10-b801-ceea552497a1
B-03701037304167 | FX Shoulder Solutions |  |  | Class IIB | ? | Não | Não |  |  | https://ec.europa.eu/tools/eudamed/#/screen/search-device/515640d4-39cc-4650-b1a7-2c94ecce4168
B-03701037302200 | FX Shoulder Solutions |  |  | Class IIB | ? | Não | Não |  |  | https://ec.europa.eu/tools/eudamed/#/screen/search-device/2dfb8f9d-1cbf-4ccb-9cbc-d5127abc294a
B-03701037302538 | FX Shoulder Solutions |  |  | Class IIB | ? | Não | Não |  |  | https://ec.europa.eu/tools/eudamed/#/screen/search-device/63d909a4-0b76-4cf1-8edb-5e30a60c6522
B-03701037302576 | FX Shoulder Solutions |  |  | Class IIB | ? | Não | Não |  |  | https://ec.europa.eu/tools/eudamed/#/screen/search-device/76a9bbf7-d7ae-4592-9c4d-5bcdc923894f
B-03701037302255 | FX Shoulder Solutions |  |  | Class IIB | ? | Não | Não |  |  | https://ec.europa.eu/tools/eudamed/#/screen/search-device/1636dda7-8872-4f75-a024-5930d8da06df
B-03701037301913 | FX Shoulder Solutions | France | HEX. 3,5 SCREW TA6V FOR OFFSET MODULAR SYSTEM | Class III | MDD | Sim | Não |  |  | https://ec.europa.eu/tools/eudamed/#/screen/search-device/215ae0cf-34f3-458e-b12b-ebc00005f25b
697922389PP001PH | Future Technology Co.,Ltd |  |  | Class I | ? | Não | Não |  |  | https://ec.europa.eu/tools/eudamed/#/screen/search-device/2eb5c89a-2141-42ae-ad3b-fac66a3f7617
B-08058964724977 | G21 S.R.L. |  |  | Class IIB | ? | Não | Não |  |  | https://ec.europa.eu/tools/eudamed/#/screen/search-device/5f13b65a-cc85-4916-af2b-95b264050d18
B-08058964727152 | G21 S.R.L. |  |  | Class IIB | ? | Não | Não |  |  | https://ec.europa.eu/tools/eudamed/#/screen/search-device/b4be9abc-8a45-45f6-8413-2312084e0c33
805896472instrumentU4 | G21 S.R.L. | Italy | SpaceFlex Instrument Kit | Class I | MDR | Não | Não |  |  | https://ec.europa.eu/tools/eudamed/#/screen/search-device/a0e21e89-e7c7-42d7-80a8-00f3b71e5a19
B-08058964727145 | G21 S.R.L. | Italy | SpaceFlex Shoulder | Class IIB | MDD | Sim | Não |  |  | https://ec.europa.eu/tools/eudamed/#/screen/search-device/6ffcc2e1-dd63-4445-95e9-10ac3f7c3c4f
B-08058964727169 | G21 S.R.L. | Italy | SpaceFlex Shoulder | Class IIB | MDD | Sim | Não |  |  | https://ec.europa.eu/tools/eudamed/#/screen/search-device/7fb90809-6989-4b51-bcf9-493b12652ba1
B-08058964726056 | G21 S.R.L. | Italy | SpaceFlex Shoulder | Class IIB | MDD | Sim | Não |  |  | https://ec.europa.eu/tools/eudamed/#/screen/search-device/3cef4500-b057-4e60-808c-27d854598f47
B-08058964726049 | G21 S.R.L. | Italy | SpaceFlex Shoulder | Class IIB | MDD | Sim | Não |  |  | https://ec.europa.eu/tools/eudamed/#/screen/search-device/01faae9f-b48b-4bb7-98a7-16a96256589d
B-08058964727176 | G21 S.R.L. | Italy | SpaceFlex Shoulder | Class IIB | MDD | Sim | Não |  |  | https://ec.europa.eu/tools/eudamed/#/screen/search-device/eb1d65ec-a2d4-4079-a3a7-c3a712e26498
B-08058964727183 | G21 S.R.L. | Italy | SpaceFlex Shoulder | Class IIB | MDD | Sim | Não |  |  | https://ec.europa.eu/tools/eudamed/#/screen/search-device/680e5f08-0288-46ed-8bab-ed3d689d9931
B-08058964726070 | G21 S.R.L. | Italy | SpaceFlex Shoulder | Class IIB | MDD | Sim | Não |  |  | https://ec.europa.eu/tools/eudamed/#/screen/search-device/276e155a-9826-4e59-97dd-076bf400a619
B-08058964726063 | G21 S.R.L. | Italy | SpaceFlex Shoulder | Class IIB | MDD | Sim | Não |  |  | https://ec.europa.eu/tools/eudamed/#/screen/search-device/5207ac5c-21b7-48f7-9514-24663e570ad7
B-08058964726087 | G21 S.R.L. | Italy | SpaceFlex Shoulder | Class IIB | MDD | Sim | Não |  |  | https://ec.europa.eu/tools/eudamed/#/screen/search-device/d0f65426-8889-465f-8035-e87c59bbb950
B-08058964727190 | G21 S.R.L. |  | SpaceFlex Shoulder | Class IIB | ? | Não | Não |  |  | https://ec.europa.eu/tools/eudamed/#/screen/search-device/73d8d245-e558-4be2-be8b-ed8cccae4091
B-08033466001917 | GRUPPO BIOIMPIANTI SRL |  | HUMERAL STEM DIA.7mm | Class III | ? | Não | Não |  |  | https://ec.europa.eu/tools/eudamed/#/screen/search-device/d99e1fb0-3733-49f5-9502-8c9745408d01
B-08033466001757 | GRUPPO BIOIMPIANTI SRL | Italy | M.R.S TUMORAL SHOULDER ENDOPROSTHESIS | Class III | MDD | Sim | Não |  |  | https://ec.europa.eu/tools/eudamed/#/screen/search-device/50d2a1c9-c158-46cc-9321-c1bdce969350
B-08033466001764 | GRUPPO BIOIMPIANTI SRL | Italy | M.R.S TUMORAL SHOULDER ENDOPROSTHESIS | Class III | MDD | Sim | Não |  |  | https://ec.europa.eu/tools/eudamed/#/screen/search-device/b009a75e-d492-4836-bd97-3f87a68690e9
B-08033466001771 | GRUPPO BIOIMPIANTI SRL | Italy | M.R.S TUMORAL SHOULDER ENDOPROSTHESIS | Class III | MDD | Sim | Não |  |  | https://ec.europa.eu/tools/eudamed/#/screen/search-device/f122d9c9-2cdb-45ce-8f9a-b118389795a0
B-08033466001788 | GRUPPO BIOIMPIANTI SRL | Italy | M.R.S TUMORAL SHOULDER ENDOPROSTHESIS | Class III | MDD | Sim | Não |  |  | https://ec.europa.eu/tools/eudamed/#/screen/search-device/34e6bd79-fae4-419b-8fb6-fd564d41bf7c
B-08033466001818 | GRUPPO BIOIMPIANTI SRL | Italy | M.R.S TUMORAL SHOULDER ENDOPROSTHESIS | Class III | MDD | Sim | Não |  |  | https://ec.europa.eu/tools/eudamed/#/screen/search-device/aad2ae16-4d87-4721-b5eb-c9c2c4345317
B-08033466001795 | GRUPPO BIOIMPIANTI SRL | Italy | M.R.S TUMORAL SHOULDER ENDOPROSTHESIS | Class III | MDD | Sim | Não |  |  | https://ec.europa.eu/tools/eudamed/#/screen/search-device/7aed8a50-368b-4bff-a4f0-f9b5bcaf5d36
B-08033466001801 | GRUPPO BIOIMPIANTI SRL | Italy | M.R.S TUMORAL SHOULDER ENDOPROSTHESIS | Class III | MDD | Sim | Não |  |  | https://ec.europa.eu/tools/eudamed/#/screen/search-device/35c82420-102c-42aa-abb8-b250312d88ff
B-08033466001825 | GRUPPO BIOIMPIANTI SRL | Italy | M.R.S TUMORAL SHOULDER ENDOPROSTHESIS | Class III | MDD | Sim | Não |  |  | https://ec.europa.eu/tools/eudamed/#/screen/search-device/cd6d76f1-b2bc-470e-803e-a18c22a68a27
B-08033466001849 | GRUPPO BIOIMPIANTI SRL | Italy | M.R.S TUMORAL SHOULDER ENDOPROSTHESIS | Class III | MDD | Sim | Não |  |  | https://ec.europa.eu/tools/eudamed/#/screen/search-device/42306da9-8087-48d5-9fc5-f24fa7d9956f
B-08033466001832 | GRUPPO BIOIMPIANTI SRL | Italy | M.R.S TUMORAL SHOULDER ENDOPROSTHESIS | Class III | MDD | Sim | Não |  |  | https://ec.europa.eu/tools/eudamed/#/screen/search-device/65b02897-8e8c-43f2-9f40-e773ab33e6a7
B-08033466001856 | GRUPPO BIOIMPIANTI SRL | Italy | M.R.S TUMORAL SHOULDER ENDOPROSTHESIS | Class III | MDD | Sim | Não |  |  | https://ec.europa.eu/tools/eudamed/#/screen/search-device/e849fcc7-7d6a-4bf8-a830-889b7486f35e
B-08033466001863 | GRUPPO BIOIMPIANTI SRL | Italy | M.R.S TUMORAL SHOULDER ENDOPROSTHESIS | Class III | MDD | Sim | Não |  |  | https://ec.europa.eu/tools/eudamed/#/screen/search-device/353622f7-2780-4d84-bfd8-f8f91bd9221e
B-08033466001887 | GRUPPO BIOIMPIANTI SRL | Italy | M.R.S TUMORAL SHOULDER ENDOPROSTHESIS | Class III | MDD | Sim | Não |  |  | https://ec.europa.eu/tools/eudamed/#/screen/search-device/efb5dc8b-16c4-403a-b89c-0975993ca674
B-08033466001894 | GRUPPO BIOIMPIANTI SRL | Italy | M.R.S TUMORAL SHOULDER ENDOPROSTHESIS | Class III | MDD | Sim | Não |  |  | https://ec.europa.eu/tools/eudamed/#/screen/search-device/9e403e3f-9fe7-41e8-a916-c0515ba6a570
B-08033466001900 | GRUPPO BIOIMPIANTI SRL | Italy | M.R.S TUMORAL SHOULDER ENDOPROSTHESIS | Class III | MDD | Sim | Não |  |  | https://ec.europa.eu/tools/eudamed/#/screen/search-device/d7c25141-695e-4788-9d61-320d1317d32c
B-08033466001870 | GRUPPO BIOIMPIANTI SRL | Italy | M.R.S TUMORAL SHOULDER ENDOPROSTHESIS | Class III | MDD | Sim | Não |  |  | https://ec.europa.eu/tools/eudamed/#/screen/search-device/10f0fc33-edbd-457c-b956-87c3d6ee4476
B-08033466001931 | GRUPPO BIOIMPIANTI SRL | Italy | M.R.S TUMORAL SHOULDER ENDOPROSTHESIS | Class III | MDD | Sim | Não |  |  | https://ec.europa.eu/tools/eudamed/#/screen/search-device/02dceb3e-7b6b-4dc0-a15a-b563cd2c12f8
B-08033466001924 | GRUPPO BIOIMPIANTI SRL | Italy | M.R.S TUMORAL SHOULDER ENDOPROSTHESIS | Class III | MDD | Sim | Não |  |  | https://ec.europa.eu/tools/eudamed/#/screen/search-device/d360ea6d-1383-4990-b642-a121eca6989f
B-08033466001948 | GRUPPO BIOIMPIANTI SRL | Italy | M.R.S TUMORAL SHOULDER ENDOPROSTHESIS | Class III | MDD | Sim | Não |  |  | https://ec.europa.eu/tools/eudamed/#/screen/search-device/fa49e3d0-cbea-4eae-8746-7711a9389a39
B-08033466001979 | GRUPPO BIOIMPIANTI SRL | Italy | M.R.S TUMORAL SHOULDER ENDOPROSTHESIS | Class III | MDD | Sim | Não |  |  | https://ec.europa.eu/tools/eudamed/#/screen/search-device/98129f5b-f0ea-4ef2-9109-f10e8dfd0ae3
B-08033466001962 | GRUPPO BIOIMPIANTI SRL |  | SPHERICAL HEADS IN POLY DIA.40 | Class III | ? | Não | Não |  |  | https://ec.europa.eu/tools/eudamed/#/screen/search-device/3a25e455-6f34-4e65-b4e6-47b451ef3a8d
B-05032982029644 | JRI Orthopaedics Ltd | United Kingdom (ex Northern Ireland) | VAIOS Shoulder Reverse Cup UHMWPE Insert +0mm | Class III | MDD | Sim | Não |  |  | https://ec.europa.eu/tools/eudamed/#/screen/search-device/94da35b0-cdd7-44d2-a1dd-3179c81ed070
B-05032982029651 | JRI Orthopaedics Ltd | United Kingdom (ex Northern Ireland) | VAIOS Shoulder Reverse Cup UHMWPE Insert +3mm | Class III | MDD | Sim | Não |  |  | https://ec.europa.eu/tools/eudamed/#/screen/search-device/9705662a-dbb5-44c6-920b-8bfeef7c4921
B-05032982029668 | JRI Orthopaedics Ltd | United Kingdom (ex Northern Ireland) | VAIOS Shoulder Reverse Cup UHMWPE Insert +6mm | Class III | MDD | Sim | Não |  |  | https://ec.europa.eu/tools/eudamed/#/screen/search-device/7110126b-e397-4a56-b5e2-4baf6321d78d
B-05032982029286 | JRI Orthopaedics Ltd | United Kingdom (ex Northern Ireland) | VAIOS® Anatomic Humeral Head 42mm, 3mm Offset | Class IIB | MDD | Sim | Não |  |  | https://ec.europa.eu/tools/eudamed/#/screen/search-device/03d6b5ab-6123-4833-84a3-f5607e9cd404
B-05032982029316 | JRI Orthopaedics Ltd | United Kingdom (ex Northern Ireland) | VAIOS® Anatomic Humeral Head 42mm, 6mm Offset | Class IIB | MDD | Sim | Não |  |  | https://ec.europa.eu/tools/eudamed/#/screen/search-device/7050018f-f969-4821-8173-3c8b1e521f24
B-05032982029293 | JRI Orthopaedics Ltd | United Kingdom (ex Northern Ireland) | VAIOS® Anatomic Humeral Head 46mm, 3mm Offset | Class IIB | MDD | Sim | Não |  |  | https://ec.europa.eu/tools/eudamed/#/screen/search-device/99900cec-d36e-441f-93d1-f8bdabbce943
B-05032982029323 | JRI Orthopaedics Ltd | United Kingdom (ex Northern Ireland) | VAIOS® Anatomic Humeral Head 46mm, 6mm Offset | Class IIB | MDD | Sim | Não |  |  | https://ec.europa.eu/tools/eudamed/#/screen/search-device/c3b7f88f-7772-484e-b6ad-a384867ff6ec
B-05032982029309 | JRI Orthopaedics Ltd | United Kingdom (ex Northern Ireland) | VAIOS® Anatomic Humeral Head 50mm, 3mm Offset | Class IIB | MDD | Sim | Não |  |  | https://ec.europa.eu/tools/eudamed/#/screen/search-device/bcfa2ddc-9538-4328-ad9b-ff31cf428012
B-05032982029330 | JRI Orthopaedics Ltd | United Kingdom (ex Northern Ireland) | VAIOS® Anatomic Humeral Head 50mm, 6mm Offset | Class IIB | MDD | Sim | Não |  |  | https://ec.europa.eu/tools/eudamed/#/screen/search-device/60b47213-5322-45ee-ad86-15b24e309731
B-05032982030350 | JRI Orthopaedics Ltd | United Kingdom (ex Northern Ireland) | VAIOS® Anatomic Humeral Head 54mm, 3mm Offset | Class IIB | MDD | Sim | Não |  |  | https://ec.europa.eu/tools/eudamed/#/screen/search-device/38938b19-debc-4701-b82e-1e870b89ef7a
B-05032982030367 | JRI Orthopaedics Ltd | United Kingdom (ex Northern Ireland) | VAIOS® Anatomic Humeral Head 54mm, 6mm Offset | Class IIB | MDD | Sim | Não |  |  | https://ec.europa.eu/tools/eudamed/#/screen/search-device/3a95a8cd-7ceb-4a75-b1f3-1d1e129f858d
B-05032982049574 | JRI Orthopaedics Ltd | United Kingdom (ex Northern Ireland) | VAIOS® Bone Screw 4.5mm Thread Diameter Length 20mm | Class III | MDD | Sim | Não |  |  | https://ec.europa.eu/tools/eudamed/#/screen/search-device/69b24e43-385c-4d77-a28a-fd29c7b93f00
B-05032982029248 | JRI Orthopaedics Ltd | United Kingdom (ex Northern Ireland) | VAIOS® Bone Screw 4.5mm Thread Diameter Length 25mm | Class III | MDD | Sim | Não |  |  | https://ec.europa.eu/tools/eudamed/#/screen/search-device/e0bf0d16-eedb-4f8b-ac96-dca6a69d88b8
B-05032982029255 | JRI Orthopaedics Ltd | United Kingdom (ex Northern Ireland) | VAIOS® Bone Screw 4.5mm Thread Diameter Length 30mm | Class III | MDD | Sim | Não |  |  | https://ec.europa.eu/tools/eudamed/#/screen/search-device/30dbe93d-e8b2-42da-be8f-88a18ff6dec8
B-05032982029262 | JRI Orthopaedics Ltd | United Kingdom (ex Northern Ireland) | VAIOS® Bone Screw 4.5mm Thread Diameter Length 35mm | Class III | MDD | Sim | Não |  |  | https://ec.europa.eu/tools/eudamed/#/screen/search-device/58b739e2-4ad3-4ae7-9d93-e2dbdef0b189
B-05032982029279 | JRI Orthopaedics Ltd | United Kingdom (ex Northern Ireland) | VAIOS® Bone Screw 4.5mm Thread Diameter Length 40mm | Class III | MDD | Sim | Não |  |  | https://ec.europa.eu/tools/eudamed/#/screen/search-device/d809b57e-353c-47f9-8a4d-8a1e28a3e38c
B-05032982029514 | JRI Orthopaedics Ltd | United Kingdom (ex Northern Ireland) | VAIOS® Cemented Humeral Stem 10mm | Class III | MDD | Sim | Não |  |  | https://ec.europa.eu/tools/eudamed/#/screen/search-device/3103d5e1-7938-4f8e-8848-a587b5466abf
B-05032982029521 | JRI Orthopaedics Ltd | United Kingdom (ex Northern Ireland) | VAIOS® Cemented Humeral Stem 12mm | Class III | MDD | Sim | Não |  |  | https://ec.europa.eu/tools/eudamed/#/screen/search-device/9f2b9c78-6a5d-4094-ba9b-493210762c98
B-05032982029491 | JRI Orthopaedics Ltd | United Kingdom (ex Northern Ireland) | VAIOS® Cemented Humeral Stem 6mm | Class III | MDD | Sim | Não |  |  | https://ec.europa.eu/tools/eudamed/#/screen/search-device/f71a0c05-60c1-4254-83f3-b54e17db1517
B-05032982029507 | JRI Orthopaedics Ltd | United Kingdom (ex Northern Ireland) | VAIOS® Cemented Humeral Stem 8mm | Class III | MDD | Sim | Não |  |  | https://ec.europa.eu/tools/eudamed/#/screen/search-device/a0365aca-502d-4f64-a1d0-8430af34039d
B-05032982030152 | JRI Orthopaedics Ltd | United Kingdom (ex Northern Ireland) | VAIOS® Cemented Modular Distal Humeral Stem 10mm x 220mm | Class III | MDD | Sim | Não |  |  | https://ec.europa.eu/tools/eudamed/#/screen/search-device/c64c482b-413e-4701-840c-1078609c3590
B-05032982030145 | JRI Orthopaedics Ltd | United Kingdom (ex Northern Ireland) | VAIOS® Cemented Modular Distal Humeral Stem 8mm x 220mm | Class III | MDD | Sim | Não |  |  | https://ec.europa.eu/tools/eudamed/#/screen/search-device/eedd5681-d8d1-4b28-babb-884670839365
B-05032982029637 | JRI Orthopaedics Ltd | United Kingdom (ex Northern Ireland) | VAIOS® Cementless Reverse Cup Baseplate | Class III | MDD | Sim | Não |  |  | https://ec.europa.eu/tools/eudamed/#/screen/search-device/b26fb741-43be-4ae3-9c2f-6587f6d0ef24
B-05032982035911 | JRI Orthopaedics Ltd | United Kingdom (ex Northern Ireland) | VAIOS® Dome Taper Retaining Screw | Class III | MDD | Sim | Não |  |  | https://ec.europa.eu/tools/eudamed/#/screen/search-device/89e6a252-4632-42b4-9961-39fa53b23be2
B-05032982035904 | JRI Orthopaedics Ltd | United Kingdom (ex Northern Ireland) | VAIOS® H-A.C. Cementless Glenoid Metal Back Large | Class III | MDD | Sim | Não |  |  | https://ec.europa.eu/tools/eudamed/#/screen/search-device/5115e60f-6411-466c-8612-47789c949a65
B-05032982035898 | JRI Orthopaedics Ltd | United Kingdom (ex Northern Ireland) | VAIOS® H-A.C. Cementless Glenoid Metal Back Small | Class III | MDD | Sim | Não |  |  | https://ec.europa.eu/tools/eudamed/#/screen/search-device/bcf7f7dd-4fcd-4d0b-878f-4c8e035e7ca8
B-05032982029354 | JRI Orthopaedics Ltd | United Kingdom (ex Northern Ireland) | VAIOS® H-A.C. Cementless Modular Humeral Stem 10mm Diameter | Class III | MDD | Sim | Não |  |  | https://ec.europa.eu/tools/eudamed/#/screen/search-device/920e3705-f256-4553-9f93-775536300120
B-05032982029361 | JRI Orthopaedics Ltd | United Kingdom (ex Northern Ireland) | VAIOS® H-A.C. Cementless Modular Humeral Stem 12mm Diameter | Class III | MDD | Sim | Não |  |  | https://ec.europa.eu/tools/eudamed/#/screen/search-device/6fa31e08-d3ee-4e96-96c1-74b39d9efc4a
B-05032982029378 | JRI Orthopaedics Ltd | United Kingdom (ex Northern Ireland) | VAIOS® H-A.C. Cementless Modular Humeral Stem 14mm Diameter | Class III | MDD | Sim | Não |  |  | https://ec.europa.eu/tools/eudamed/#/screen/search-device/808929bd-c2cf-4fa5-b637-91fab3da3d5c
B-05032982029385 | JRI Orthopaedics Ltd | United Kingdom (ex Northern Ireland) | VAIOS® H-A.C. Cementless Modular Humeral Stem 16mm Diameter | Class III | MDD | Sim | Não |  |  | https://ec.europa.eu/tools/eudamed/#/screen/search-device/1d23ec39-47a6-4682-b3d9-15946c9a4992
B-05032982029347 | JRI Orthopaedics Ltd | United Kingdom (ex Northern Ireland) | VAIOS® H-A.C. Cementless Modular Humeral Stem 8mm Diameter | Class III | MDD | Sim | Não |  |  | https://ec.europa.eu/tools/eudamed/#/screen/search-device/3ea52776-0818-4ce1-8145-9b6f75e0d8a2
B-05032982029194 | JRI Orthopaedics Ltd | United Kingdom (ex Northern Ireland) | VAIOS® H-A.C. Cementless Modular Neck | Class III | MDD | Sim | Não |  |  | https://ec.europa.eu/tools/eudamed/#/screen/search-device/ec5a7416-7a27-43d4-af1a-77d12d427bb7
B-05032982029897 | JRI Orthopaedics Ltd | United Kingdom (ex Northern Ireland) | VAIOS® Locking Screw Cap | Class III | MDD | Sim | Não |  |  | https://ec.europa.eu/tools/eudamed/#/screen/search-device/aa9f813c-de6f-4b45-aeb3-bf9eac1055ce
B-05032982029200 | JRI Orthopaedics Ltd | United Kingdom (ex Northern Ireland) | VAIOS® Reverse Cup Taper Retaining Screw | Class III | MDD | Sim | Não |  |  | https://ec.europa.eu/tools/eudamed/#/screen/search-device/f04213dc-2a1f-499d-baca-1dc0d5c009ce
B-05032982035881 | JRI Orthopaedics Ltd | United Kingdom (ex Northern Ireland) | VAIOS® Reverse Dome 0mm | Class III | MDD | Sim | Não |  |  | https://ec.europa.eu/tools/eudamed/#/screen/search-device/6c9944d4-42a8-4bd7-b51a-13452f411889
B-08033390155328 | LIMACORPORATE S.p.A. | Italy | SMR SHOULDER - FINNED STEM - SHORT DIA.17 MM | Class III | MDD | Sim | Não |  |  | https://ec.europa.eu/tools/eudamed/#/screen/search-device/278f0b8b-c621-4df7-b6dc-b5f071bccd69
779803446SpacerShoulderFM | Laboratorios SL S.A. | Argentina | Espaciador de Hombro con Gentamicina | Class III | MDR | Sim | Não |  | SSCP-007 | https://ec.europa.eu/tools/eudamed/#/screen/search-device/ae591a54-f02c-4645-b7f9-6faf776692a7
B-03701160200848 | MOVE-UP | France | Glène augmentée 16° à plots taille 1 gauche | Class III | MDD | Sim | Não |  |  | https://ec.europa.eu/tools/eudamed/#/screen/search-device/a22438e2-e692-4287-9dbb-bcf342a0f581
B-03701160200817 | MOVE-UP | France | Glène augmentée 8° à plots taille 1 droite | Class III | MDD | Sim | Não |  |  | https://ec.europa.eu/tools/eudamed/#/screen/search-device/4efdc518-e7c1-4e58-8e3f-f8b9c52849d5
B-03701160200909 | MOVE-UP | France | Glène augmentée 8° à plots taille 3 gauche | Class III | MDD | Sim | Não |  |  | https://ec.europa.eu/tools/eudamed/#/screen/search-device/e5238736-8154-4b71-b34f-6fd34be439a1
B-03701160200152 | MOVE-UP | France | Tige humérale cimentée taille 5 | Class III | MDD | Sim | Não |  |  | https://ec.europa.eu/tools/eudamed/#/screen/search-device/782cec33-74f6-47e7-98e1-d99a713c9f76
B-03701160205188 | MOVE-UP | France | Tige humérale cimentée taille 9 | Class III | MDD | Sim | Não |  |  | https://ec.europa.eu/tools/eudamed/#/screen/search-device/e526f904-054a-4b40-bb96-1d425a89e7d7
B-03701160200046 | MOVE-UP | France | Tige humérale sans ciment taille 1 | Class III | MDD | Sim | Não |  |  | https://ec.europa.eu/tools/eudamed/#/screen/search-device/7bb97e54-b7af-4c91-b986-21683018bd0a
B-03701160200053 | MOVE-UP | France | Tige humérale sans ciment taille 2 | Class III | MDD | Sim | Não |  |  | https://ec.europa.eu/tools/eudamed/#/screen/search-device/fccd5752-1cdd-4ea7-b6bd-98766f81cbe6
B-03701160200329 | MOVE-UP | France | isafracture™ Tige humérale pour fracture sans ciment taille 1 Ø 8 mm longueur 120 mm | Class III | MDD | Sim | Não |  |  | https://ec.europa.eu/tools/eudamed/#/screen/search-device/a461d938-fbea-4343-999e-23c2db64b55d
B-03701160200336 | MOVE-UP | France | isafracture™ Tige humérale pour fracture sans ciment taille 3 Ø 10 mm longueur 120 mm | Class III | MDD | Sim | Não |  |  | https://ec.europa.eu/tools/eudamed/#/screen/search-device/b71f1781-b576-4124-aaeb-ed6d3090948c
B-03701160200343 | MOVE-UP | France | isafracture™ Tige humérale pour fracture sans ciment taille 5 Ø 12 mm longueur 120 mm | Class III | MDD | Sim | Não |  |  | https://ec.europa.eu/tools/eudamed/#/screen/search-device/9520795f-6fa2-44ec-862c-aafb96adce13
B-03701160200350 | MOVE-UP | France | isafracture™ Tige humérale pour fracture sans ciment taille 7 Ø 14 mm longueur 120 mm | Class III | MDD | Sim | Não |  |  | https://ec.europa.eu/tools/eudamed/#/screen/search-device/30621733-014c-4ab1-86fe-0ba3817b4792
B-03701160201371 | MOVE-UP | France | isafracture™Double cône | Class III | MDD | Sim | Não |  |  | https://ec.europa.eu/tools/eudamed/#/screen/search-device/2cc9ea36-cf92-4707-8429-3538e140d52a
B-03701160200596 | MOVE-UP |  | isahead™ | Class III | ? | Não | Não |  |  | https://ec.europa.eu/tools/eudamed/#/screen/search-device/36551f64-64e6-4b60-aa19-04038bc6d675
B-03701160200633 | MOVE-UP |  | isahead™ | Class III | ? | Não | Não |  |  | https://ec.europa.eu/tools/eudamed/#/screen/search-device/5b20daf4-1f04-430d-9107-4f392fc394f6
B-03701160200473 | MOVE-UP | France | isahead™ Tête humérale Ø 37 mm excentrée 1,5 mm | Class III | MDD | Sim | Não |  |  | https://ec.europa.eu/tools/eudamed/#/screen/search-device/348a4e5c-15d5-4e85-9c71-6fb99864dfe7
B-03701160200480 | MOVE-UP | France | isahead™ Tête humérale Ø 37 mm excentrée 3,5 mm | Class III | MDD | Sim | Não |  |  | https://ec.europa.eu/tools/eudamed/#/screen/search-device/1aebc5ef-2ae2-4678-b676-3ad25a36123f
B-03701160200497 | MOVE-UP | France | isahead™ Tête humérale Ø 39 mm excentrée 1,5 mm | Class III | MDD | Sim | Não |  |  | https://ec.europa.eu/tools/eudamed/#/screen/search-device/133926f0-48cc-4a5c-bb27-f2adae4d4f90
B-03701160200503 | MOVE-UP | France | isahead™ Tête humérale Ø 39 mm excentrée 3,5 mm | Class III | MDD | Sim | Não |  |  | https://ec.europa.eu/tools/eudamed/#/screen/search-device/f8fabef9-b481-4b53-b007-a584e37c1604
B-03701160200510 | MOVE-UP | France | isahead™ Tête humérale Ø 41 mm excentrée 1,5 mm | Class III | MDD | Sim | Não |  |  | https://ec.europa.eu/tools/eudamed/#/screen/search-device/9a652790-4025-4ed4-bfca-cf09c016f5c5
B-03701160200527 | MOVE-UP | France | isahead™ Tête humérale Ø 41 mm excentrée 3,5 mm | Class III | MDD | Sim | Não |  |  | https://ec.europa.eu/tools/eudamed/#/screen/search-device/561ae59c-3d8d-470d-9394-e4648991b0a8
B-03701160200534 | MOVE-UP | France | isahead™ Tête humérale Ø 43 mm excentrée 1,5 mm | Class III | MDD | Sim | Não |  |  | https://ec.europa.eu/tools/eudamed/#/screen/search-device/a74d129e-9c62-42ae-a67f-697cc2b8711a
B-03701160205300 | MOVE-UP | France | isahead™Tête humérale Ø 37 mm excentrée 1,5 mm | Class III | MDD | Sim | Não |  |  | https://ec.europa.eu/tools/eudamed/#/screen/search-device/51cdf3d2-4c4c-4ec7-9804-0c5cec26d216
B-03701160205317 | MOVE-UP | France | isahead™Tête humérale Ø 37 mm excentrée 3,5 mm | Class III | MDD | Sim | Não |  |  | https://ec.europa.eu/tools/eudamed/#/screen/search-device/f1cd8930-c863-4c2d-917f-39b941a3d89f
B-03701160205324 | MOVE-UP | France | isahead™Tête humérale Ø 39 mm excentrée 1,5 mm | Class III | MDD | Sim | Não |  |  | https://ec.europa.eu/tools/eudamed/#/screen/search-device/b618eb62-77f6-424c-8c03-7ee78b766eb1
B-03701160205331 | MOVE-UP | France | isahead™Tête humérale Ø 39 mm excentrée 3,5 mm | Class III | MDD | Sim | Não |  |  | https://ec.europa.eu/tools/eudamed/#/screen/search-device/4a3e54f4-1386-4e20-b9a0-906e829862a3
B-03701160205348 | MOVE-UP | France | isahead™Tête humérale Ø 41 mm excentrée 1,5 mm | Class III | MDD | Sim | Não |  |  | https://ec.europa.eu/tools/eudamed/#/screen/search-device/a64548a5-fdd5-48a1-96b4-583e36f21efe
B-03701160205355 | MOVE-UP | France | isahead™Tête humérale Ø 41 mm excentrée 3,5 mm | Class III | MDD | Sim | Não |  |  | https://ec.europa.eu/tools/eudamed/#/screen/search-device/62ce741b-b621-457f-8fa5-70ed5b7b7a94
B-03701160205362 | MOVE-UP | France | isahead™Tête humérale Ø 43 mm excentrée 1,5 mm | Class III | MDD | Sim | Não |  |  | https://ec.europa.eu/tools/eudamed/#/screen/search-device/4901f1ce-e390-416f-a0d8-012f1b62bc69
B-03701160200541 | MOVE-UP | France | isahead™Tête humérale Ø 43 mm excentrée 3,5 mm | Class III | MDD | Sim | Não |  |  | https://ec.europa.eu/tools/eudamed/#/screen/search-device/324e6391-1e53-4aed-bd0b-e71bc3fa7a04
B-03701160205379 | MOVE-UP | France | isahead™Tête humérale Ø 43 mm excentrée 3,5 mm | Class III | MDD | Sim | Não |  |  | https://ec.europa.eu/tools/eudamed/#/screen/search-device/39637f53-34bd-495c-90ec-2de5161b99c3
B-03701160200558 | MOVE-UP | France | isahead™Tête humérale Ø 45 mm excentrée 1,5 mm | Class III | MDD | Sim | Não |  |  | https://ec.europa.eu/tools/eudamed/#/screen/search-device/13719eb1-a8c5-4317-9ff0-312f22a862cb
B-03701160205386 | MOVE-UP | France | isahead™Tête humérale Ø 45 mm excentrée 1,5 mm | Class III | MDD | Sim | Não |  |  | https://ec.europa.eu/tools/eudamed/#/screen/search-device/831a71a5-0c83-46b9-9051-7b30b9569d77
B-03701160200565 | MOVE-UP | France | isahead™Tête humérale Ø 45 mm excentrée 3,5 mm | Class III | MDD | Sim | Não |  |  | https://ec.europa.eu/tools/eudamed/#/screen/search-device/47075824-f46e-4b49-9545-0a8e492a3ac0
B-03701160205393 | MOVE-UP | France | isahead™Tête humérale Ø 45 mm excentrée 3,5 mm | Class III | MDD | Sim | Não |  |  | https://ec.europa.eu/tools/eudamed/#/screen/search-device/c0b23f48-0332-4260-b32b-f5681bc8876c
B-03701160200572 | MOVE-UP | France | isahead™Tête humérale Ø 47 mm excentrée 1,5 mm | Class III | MDD | Sim | Não |  |  | https://ec.europa.eu/tools/eudamed/#/screen/search-device/79f8a492-8585-4e49-8057-8c074571bbe5
B-03701160205409 | MOVE-UP | France | isahead™Tête humérale Ø 47 mm excentrée 1,5 mm | Class III | MDD | Sim | Não |  |  | https://ec.europa.eu/tools/eudamed/#/screen/search-device/4ba7d21a-c9b8-4604-a094-9a1a9f47f8e0
B-03701160200589 | MOVE-UP | France | isahead™Tête humérale Ø 47 mm excentrée 3,5 mm | Class III | MDD | Sim | Não |  |  | https://ec.europa.eu/tools/eudamed/#/screen/search-device/1f2af627-3d91-4e9d-9a06-62ff9ded71e0
B-03701160205416 | MOVE-UP | France | isahead™Tête humérale Ø 47 mm excentrée 3,5 mm | Class III | MDD | Sim | Não |  |  | https://ec.europa.eu/tools/eudamed/#/screen/search-device/64572d3b-f316-485c-8238-88b2976dc892
B-03701160205423 | MOVE-UP | France | isahead™Tête humérale Ø 49 mm excentrée 1,5 mm | Class III | MDD | Sim | Não |  |  | https://ec.europa.eu/tools/eudamed/#/screen/search-device/045aa3be-445f-4a08-9b85-dda7727f82c6
B-03701160200602 | MOVE-UP | France | isahead™Tête humérale Ø 49 mm excentrée 3,5 mm | Class III | MDD | Sim | Não |  |  | https://ec.europa.eu/tools/eudamed/#/screen/search-device/34a1982a-8a41-4102-aace-526cd5d76ff4
B-03701160205430 | MOVE-UP | France | isahead™Tête humérale Ø 49 mm excentrée 3,5 mm | Class III | MDD | Sim | Não |  |  | https://ec.europa.eu/tools/eudamed/#/screen/search-device/f5c1666b-75dd-4775-93a7-3bcc79a3fe0e
B-03701160200619 | MOVE-UP | France | isahead™Tête humérale Ø 51 mm excentrée 1,5 mm | Class III | MDD | Sim | Não |  |  | https://ec.europa.eu/tools/eudamed/#/screen/search-device/22406ad5-e305-4f81-8093-dc462bdc9c10
B-03701160205447 | MOVE-UP | France | isahead™Tête humérale Ø 51 mm excentrée 1,5 mm | Class III | MDD | Sim | Não |  |  | https://ec.europa.eu/tools/eudamed/#/screen/search-device/ba4265b3-7105-4170-a97f-cdb13e993af2
B-03701160200626 | MOVE-UP | France | isahead™Tête humérale Ø 51 mm excentrée 3,5 mm | Class III | MDD | Sim | Não |  |  | https://ec.europa.eu/tools/eudamed/#/screen/search-device/9047340c-868e-4356-925a-b40264bcac93
B-03701160205454 | MOVE-UP | France | isahead™Tête humérale Ø 51 mm excentrée 3,5 mm | Class III | MDD | Sim | Não |  |  | https://ec.europa.eu/tools/eudamed/#/screen/search-device/f5b6842e-aec9-49a1-88d3-c638a704620f
B-03701160205461 | MOVE-UP | France | isahead™Tête humérale Ø 53 mm excentrée 1,5 mm | Class III | MDD | Sim | Não |  |  | https://ec.europa.eu/tools/eudamed/#/screen/search-device/e1bbf2bf-4f4a-4d98-a9dd-2d498f84ea6a
B-03701160200640 | MOVE-UP | France | isahead™Tête humérale Ø 53 mm excentrée 3,5 mm | Class III | MDD | Sim | Não |  |  | https://ec.europa.eu/tools/eudamed/#/screen/search-device/8e6d2bf1-12ad-4857-920c-85c9d5ce4321
B-03701160205478 | MOVE-UP | France | isahead™Tête humérale Ø 53 mm excentrée 3,5 mm | Class III | MDD | Sim | Não |  |  | https://ec.europa.eu/tools/eudamed/#/screen/search-device/32033ed8-02e1-4893-9bb6-f97afb4d854c
B-03701160200893 | MOVE-UP |  | isahybrid+™ | Class III | ? | Não | Não |  |  | https://ec.europa.eu/tools/eudamed/#/screen/search-device/048910f1-bf33-4b8d-9cf0-59a7a3a1ff53
B-03701160200923 | MOVE-UP |  | isahybrid+™ | Class III | ? | Não | Não |  |  | https://ec.europa.eu/tools/eudamed/#/screen/search-device/0f8a89c0-5dc1-4176-9858-08010e83bd6c
B-03701160200947 | MOVE-UP | France | isahybrid+™Glène augmentée 16° à plots taille 1 droite | Class III | MDD | Sim | Não |  |  | https://ec.europa.eu/tools/eudamed/#/screen/search-device/7f06e010-0d91-40a4-b03c-1cfe8c5ea543
B-03701160200954 | MOVE-UP | France | isahybrid+™Glène augmentée 16° à plots taille 1 gauche | Class III | MDD | Sim | Não |  |  | https://ec.europa.eu/tools/eudamed/#/screen/search-device/6af61b5d-906c-46f9-ba5d-0228d96c9765
B-03701160200831 | MOVE-UP | France | isahybrid+™Glène augmentée 16° à plots taille 2 droite | Class III | MDD | Sim | Não |  |  | https://ec.europa.eu/tools/eudamed/#/screen/search-device/9e4ca74b-2236-4c7e-8ef3-1025a622e5dd
B-03701160200879 | MOVE-UP | France | isahybrid+™Glène augmentée 16° à plots taille 3 droite | Class III | MDD | Sim | Não |  |  | https://ec.europa.eu/tools/eudamed/#/screen/search-device/4b56f9b9-0584-44b5-a396-22b6faafbf49
B-03701160200886 | MOVE-UP | France | isahybrid+™Glène augmentée 16° à plots taille 3 gauche | Class III | MDD | Sim | Não |  |  | https://ec.europa.eu/tools/eudamed/#/screen/search-device/5cdc8098-5e0a-42c1-a036-5c4fa4a28bc7
B-03701160200916 | MOVE-UP | France | isahybrid+™Glène augmentée 16° à plots taille 4 droite | Class III | MDD | Sim | Não |  |  | https://ec.europa.eu/tools/eudamed/#/screen/search-device/a00bd1c4-62f6-473c-8b6f-43db5aed770d
B-03701160200794 | MOVE-UP | France | isahybrid+™Glène augmentée 8° à plots taille 1 droite | Class III | MDD | Sim | Não |  |  | https://ec.europa.eu/tools/eudamed/#/screen/search-device/25d2b7be-118e-4fb5-b91e-3746f4b639db
B-03701160200930 | MOVE-UP | France | isahybrid+™Glène augmentée 8° à plots taille 1 gauche | Class III | MDD | Sim | Não |  |  | https://ec.europa.eu/tools/eudamed/#/screen/search-device/4498bab1-7c49-427f-9ce8-5be1f46cf1aa
B-03701160200824 | MOVE-UP | France | isahybrid+™Glène augmentée 8° à plots taille 2 gauche | Class III | MDD | Sim | Não |  |  | https://ec.europa.eu/tools/eudamed/#/screen/search-device/e7f00eb0-9aa7-46c0-8356-d6ca474d210b
B-03701160200855 | MOVE-UP | France | isahybrid+™Glène augmentée 8° à plots taille 3 droite | Class III | MDD | Sim | Não |  |  | https://ec.europa.eu/tools/eudamed/#/screen/search-device/7a6451a7-648d-4d03-85b9-b46aca43d75a
B-03701160200862 | MOVE-UP | France | isahybrid+™Glène augmentée 8° à plots taille 3 gauche | Class III | MDD | Sim | Não |  |  | https://ec.europa.eu/tools/eudamed/#/screen/search-device/fbfaa756-f4b7-4f26-b382-5f9c84576417
B-03701160200725 | MOVE-UP | France | isahybrid™Glène à plots Taille 4 fraisage Ø 120 mm | Class III | MDD | Sim | Não |  |  | https://ec.europa.eu/tools/eudamed/#/screen/search-device/ae5eaa40-5161-438e-ad7f-3f357494c09e
B-03701160200657 | MOVE-UP | France | isahybrid™Glène à plots taille 1 fraisage Ø 60 mm | Class III | MDD | Sim | Não |  |  | https://ec.europa.eu/tools/eudamed/#/screen/search-device/ff4a8c0e-875e-4767-9f31-47cad7eb0a7f
B-03701160200664 | MOVE-UP | France | isahybrid™Glène à plots taille 1 fraisage Ø 80 mm | Class III | MDD | Sim | Não |  |  | https://ec.europa.eu/tools/eudamed/#/screen/search-device/56a6a770-5c2a-43d2-a2aa-19fb04966437
B-03701160200671 | MOVE-UP | France | isahybrid™Glène à plots taille 2 fraisage Ø 60 mm | Class III | MDD | Sim | Não |  |  | https://ec.europa.eu/tools/eudamed/#/screen/search-device/a8f1bedc-7323-47a5-82cd-dc839ee8f0b3
B-03701160200688 | MOVE-UP | France | isahybrid™Glène à plots taille 2 fraisage Ø 80 mm | Class III | MDD | Sim | Não |  |  | https://ec.europa.eu/tools/eudamed/#/screen/search-device/6869efaa-1ec4-45e1-a8b7-d2226634387e
B-03701160200701 | MOVE-UP | France | isahybrid™Glène à plots taille 3 fraisage Ø 120 mm | Class III | MDD | Sim | Não |  |  | https://ec.europa.eu/tools/eudamed/#/screen/search-device/e2678f6e-58df-4121-9127-b883c7c53a1f
B-03701160200695 | MOVE-UP | France | isahybrid™Glène à plots taille 3 fraisage Ø 80 mm | Class III | MDD | Sim | Não |  |  | https://ec.europa.eu/tools/eudamed/#/screen/search-device/6786eda2-bfff-460a-9faf-591d1e00e5ac
B-03701160200220 | MOVE-UP | France | isainlay™ | Class III | MDD | Sim | Não |  |  | https://ec.europa.eu/tools/eudamed/#/screen/search-device/9f5ebe4a-c4d3-4b07-a562-2de0c6ea0a60
B-03701160200237 | MOVE-UP | France | isainlay™ | Class III | MDD | Sim | Não |  |  | https://ec.europa.eu/tools/eudamed/#/screen/search-device/a7e14848-f9da-49f7-8b58-0bc0e73aa673
B-03701160200244 | MOVE-UP | France | isainlay™ | Class III | MDD | Sim | Não |  |  | https://ec.europa.eu/tools/eudamed/#/screen/search-device/668203b3-8f80-4b85-ace7-3bb205b0081a
B-03701160200251 | MOVE-UP | France | isainlay™ | Class III | MDD | Sim | Não |  |  | https://ec.europa.eu/tools/eudamed/#/screen/search-device/5e31fdeb-69ee-4a4c-bd25-fb3af864b611
B-03701160200268 | MOVE-UP | France | isainlay™ | Class III | MDD | Sim | Não |  |  | https://ec.europa.eu/tools/eudamed/#/screen/search-device/572c918c-bff4-4671-81bb-a4484c2e515d
B-03701160200275 | MOVE-UP | France | isainlay™ | Class III | MDD | Sim | Não |  |  | https://ec.europa.eu/tools/eudamed/#/screen/search-device/35b2577e-5899-40e5-a57a-478fb52c533c
B-03701160200282 | MOVE-UP | France | isainlay™ | Class III | MDD | Sim | Não |  |  | https://ec.europa.eu/tools/eudamed/#/screen/search-device/4239f427-2ff0-4297-8896-ad50202c0f3a
B-03701160200299 | MOVE-UP | France | isainlay™ Tige humérale cimentée taille 5 Ø 12 mm longueur 100 mm | Class III | MDD | Sim | Não |  |  | https://ec.europa.eu/tools/eudamed/#/screen/search-device/1aa148d2-c172-4a99-b885-3d68a09604d5
B-03701160200305 | MOVE-UP | France | isainlay™ Tige humérale cimentée taille 7 Ø 14 mm longueur 100 mm | Class III | MDD | Sim | Não |  |  | https://ec.europa.eu/tools/eudamed/#/screen/search-device/9fbb439d-0aab-4e3d-a4a7-0129529e2c4e
B-03701160200312 | MOVE-UP | France | isainlay™ Tige humérale cimentée taille 9 Ø 16 mm longueur 100 mm | Class III | MDD | Sim | Não |  |  | https://ec.europa.eu/tools/eudamed/#/screen/search-device/b408afc5-4fd2-4419-809c-e1e5cd18d0b5
B-03701160200183 | MOVE-UP | France | isainlay™ Tige humérale sans ciment taille 1 Ø 8 mm longueur 100 mm | Class III | MDD | Sim | Não |  |  | https://ec.europa.eu/tools/eudamed/#/screen/search-device/d811bb88-5d13-45cd-96b6-e3674cfa80aa
B-03701160200206 | MOVE-UP | France | isainlay™ Tige humérale sans ciment taille 3 Ø 10 mm longueur 100 mm | Class III | MDD | Sim | Não |  |  | https://ec.europa.eu/tools/eudamed/#/screen/search-device/983cfa2d-ad5a-4d16-a7d2-b59b2e9a444a
B-03701160200213 | MOVE-UP | France | isainlay™ Tige humérale sans ciment taille 4 Ø 11 mm longueur 100 mm | Class III | MDD | Sim | Não |  |  | https://ec.europa.eu/tools/eudamed/#/screen/search-device/4a7cbd63-57f4-43a0-8368-14853a7ff5c6
B-03701160201395 | MOVE-UP | France | isainlay™Rehausseur huméral épaisseur 13 mm | Class III | MDD | Sim | Não |  |  | https://ec.europa.eu/tools/eudamed/#/screen/search-device/003a7bc1-e3bd-47bf-8683-5d59fc5d4bb9
B-03701160205294 | MOVE-UP | France | isainlay™Rehausseur huméral épaisseur 13 mm | Class III | MDD | Sim | Não |  |  | https://ec.europa.eu/tools/eudamed/#/screen/search-device/beda7d5c-0f2c-47f3-bc30-ca048fa38fa5
B-03701160201388 | MOVE-UP | France | isainlay™Rehausseur huméral épaisseur 7 mm | Class III | MDD | Sim | Não |  |  | https://ec.europa.eu/tools/eudamed/#/screen/search-device/dc5b3d09-765b-4965-bb04-ce42dc970872
B-03701160205287 | MOVE-UP | France | isainlay™Rehausseur huméral épaisseur 7 mm | Class III | MDD | Sim | Não |  |  | https://ec.europa.eu/tools/eudamed/#/screen/search-device/6bf115c8-89ea-4595-a16b-a42865db2ea0
B-03701160205171 | MOVE-UP | France | isainlay™Tige humérale cimentée taille 1 Ø 8 mm longueur 100 mm | Class III | MDD | Sim | Não |  |  | https://ec.europa.eu/tools/eudamed/#/screen/search-device/ecae999e-272e-4601-8fb8-ab6fee542123
B-03701160205164 | MOVE-UP | France | isainlay™Tige humérale cimentée taille 3 Ø 10 mm longueur 100 mm | Class III | MDD | Sim | Não |  |  | https://ec.europa.eu/tools/eudamed/#/screen/search-device/687c2aae-ac87-456b-ab4a-53e232e7f8fb
B-03701160205157 | MOVE-UP | France | isainlay™Tige humérale cimentée taille 5 Ø 12 mm longueur 100 mm | Class III | MDD | Sim | Não |  |  | https://ec.europa.eu/tools/eudamed/#/screen/search-device/5dcb9e1e-0b87-4827-99e0-47d5cf187099
B-03701160205140 | MOVE-UP | France | isainlay™Tige humérale cimentée taille 7 Ø 14 mm longueur 100 mm | Class III | MDD | Sim | Não |  |  | https://ec.europa.eu/tools/eudamed/#/screen/search-device/7de660fa-a3f7-45c5-9e5e-fc48b0081fe2
B-03701160205133 | MOVE-UP | France | isainlay™Tige humérale cimentée taille 9 Ø 16 mm longueur 100 mm | Class III | MDD | Sim | Não |  |  | https://ec.europa.eu/tools/eudamed/#/screen/search-device/71af5c5f-1e56-4fc8-b922-8ebfc6ec5fac
B-03701160200787 | MOVE-UP | France | isalegacy™Glène à quille cimentée Taille 4 fraisage Ø 120 mm | Class III | MDD | Sim | Não |  |  | https://ec.europa.eu/tools/eudamed/#/screen/search-device/6953abe7-628b-4dc8-a585-454ebe26887a
B-03701160200770 | MOVE-UP | France | isalegacy™Glène à quille cimentée Taille 4 fraisage Ø 80 mm | Class III | MDD | Sim | Não |  |  | https://ec.europa.eu/tools/eudamed/#/screen/search-device/b4149918-2b77-4c04-8a23-dcc5ce6117fa
B-03701160200800 | MOVE-UP | France | isalegacy™Glène à quille cimentée taille 1 fraisage Ø 60 mm | Class III | MDD | Sim | Não |  |  | https://ec.europa.eu/tools/eudamed/#/screen/search-device/4c030695-e26f-438d-83dc-8bdae8c2ea4e
B-03701160200756 | MOVE-UP | France | isalegacy™Glène à quille cimentée taille 1 fraisage Ø 80 mm | Class III | MDD | Sim | Não |  |  | https://ec.europa.eu/tools/eudamed/#/screen/search-device/14b42f84-baa5-40d9-bba0-7142bd087bd6
B-03701160200732 | MOVE-UP | France | isalegacy™Glène à quille cimentée taille 2 fraisage Ø 60 mm | Class III | MDD | Sim | Não |  |  | https://ec.europa.eu/tools/eudamed/#/screen/search-device/8cbff7ce-5464-44ca-9af8-0f2fbe25387f
B-03701160200749 | MOVE-UP | France | isalegacy™Glène à quille cimentée taille 2 fraisage Ø 80 mm | Class III | MDD | Sim | Não |  |  | https://ec.europa.eu/tools/eudamed/#/screen/search-device/2c158b9a-5bdc-414b-aae1-e704037b924a
B-03701160200718 | MOVE-UP | France | isalegacy™Glène à quille cimentée taille 3 fraisage Ø 120 mm | Class III | MDD | Sim | Não |  |  | https://ec.europa.eu/tools/eudamed/#/screen/search-device/79bc0723-93c0-43c0-8dc6-d5f288f69033
B-03701160200763 | MOVE-UP | France | isalegacy™Glène à quille cimentée taille 3 fraisage Ø 80 mm | Class III | MDD | Sim | Não |  |  | https://ec.europa.eu/tools/eudamed/#/screen/search-device/8e4192b6-183b-4a75-929b-fbbdd8fdcd8d
B-03701160201029 | MOVE-UP | France | isaliner™Insert huméral épaisseur 2 mm pour glénosphères Ø 34/36 mm | Class III | MDD | Sim | Não |  |  | https://ec.europa.eu/tools/eudamed/#/screen/search-device/0c5ef567-3aae-417e-97b1-83793e79ead7
B-03701160201050 | MOVE-UP | France | isaliner™Insert huméral épaisseur 2 mm pour glénosphères Ø 39/42 mm | Class III | MDD | Sim | Não |  |  | https://ec.europa.eu/tools/eudamed/#/screen/search-device/bbc7c978-7f9f-4f26-b0c8-cce499e12084
B-03701160201036 | MOVE-UP | France | isaliner™Insert huméral épaisseur 5 mm pour glénosphères Ø 34/36 mm | Class III | MDD | Sim | Não |  |  | https://ec.europa.eu/tools/eudamed/#/screen/search-device/6f61ee86-b9ad-476a-8a85-ae1d10996e88
B-03701160201067 | MOVE-UP | France | isaliner™Insert huméral épaisseur 5 mm pour glénosphères Ø 39/42 mm | Class III | MDD | Sim | Não |  |  | https://ec.europa.eu/tools/eudamed/#/screen/search-device/bf956fec-bc61-485f-97f2-f8e3ed464929
B-03701160201043 | MOVE-UP | France | isaliner™Insert huméral épaisseur 8 mm pour glénosphères Ø 34/36 mm | Class III | MDD | Sim | Não |  |  | https://ec.europa.eu/tools/eudamed/#/screen/search-device/010a296e-7e56-459a-9edb-a27ba56b00c2
B-03701160201074 | MOVE-UP | France | isaliner™Insert huméral épaisseur 8 mm pour glénosphères Ø 39/42 mm | Class III | MDD | Sim | Não |  |  | https://ec.europa.eu/tools/eudamed/#/screen/search-device/2c402149-7e1d-41ee-8100-46e11dd25829
B-03701160200114 | MOVE-UP | France | isaonlay™ | Class III | MDD | Sim | Não |  |  | https://ec.europa.eu/tools/eudamed/#/screen/search-device/5f694a00-9ce6-49ce-b4e9-6ca5d6f895a0
B-03701160200145 | MOVE-UP | France | isaonlay™ Tige humérale cimentée taille 3 | Class III | MDD | Sim | Não |  |  | https://ec.europa.eu/tools/eudamed/#/screen/search-device/9e04e3af-b5fb-48a1-911d-946a35fd9323
B-03701160200169 | MOVE-UP | France | isaonlay™ Tige humérale cimentée taille 7 | Class III | MDD | Sim | Não |  |  | https://ec.europa.eu/tools/eudamed/#/screen/search-device/8b462ea1-ea4a-49df-8eda-1a86cddc03f4
B-03701160200176 | MOVE-UP | France | isaonlay™ Tige humérale cimentée taille 9 | Class III | MDD | Sim | Não |  |  | https://ec.europa.eu/tools/eudamed/#/screen/search-device/03a58783-3124-481e-9fcf-3a62572f8728
B-03701160200138 | MOVE-UP | France | isaonlay™ Tige humérale cimentée taille1 | Class III | MDD | Sim | Não |  |  | https://ec.europa.eu/tools/eudamed/#/screen/search-device/bda31284-2f18-49b3-862d-784eee02b3f4
B-03701160200060 | MOVE-UP | France | isaonlay™ Tige humérale sans ciment taille 3 | Class III | MDD | Sim | Não |  |  | https://ec.europa.eu/tools/eudamed/#/screen/search-device/dba5d1b0-112a-42c9-ae4e-d4557980eed9
B-03701160200077 | MOVE-UP | France | isaonlay™ Tige humérale sans ciment taille 4 | Class III | MDD | Sim | Não |  |  | https://ec.europa.eu/tools/eudamed/#/screen/search-device/0b656920-875f-41b5-ac0c-4852ceb802c3
B-03701160200084 | MOVE-UP | France | isaonlay™ Tige humérale sans ciment taille 5 | Class III | MDD | Sim | Não |  |  | https://ec.europa.eu/tools/eudamed/#/screen/search-device/e44ea3d6-43cc-4e41-be29-6a3461c09b5b
B-03701160200091 | MOVE-UP | France | isaonlay™ Tige humérale sans ciment taille 6 | Class III | MDD | Sim | Não |  |  | https://ec.europa.eu/tools/eudamed/#/screen/search-device/426d0bf8-19fc-448c-9bab-e2aef37acab8
B-03701160200107 | MOVE-UP | France | isaonlay™ Tige humérale sans ciment taille 7 | Class III | MDD | Sim | Não |  |  | https://ec.europa.eu/tools/eudamed/#/screen/search-device/5d64dacc-2e29-4bf2-a798-225514d5b312
B-03701160200121 | MOVE-UP | France | isaonlay™ Tige humérale sans ciment taille 9 | Class III | MDD | Sim | Não |  |  | https://ec.europa.eu/tools/eudamed/#/screen/search-device/4b430eaa-4e8a-4a57-adb0-82fccdd9ebf9
B-03701160205225 | MOVE-UP | France | isaonlay™Tige humérale cimentée taille 1 | Class III | MDD | Sim | Não |  |  | https://ec.europa.eu/tools/eudamed/#/screen/search-device/7aa92635-e905-4542-aaef-0ed00cdac235
B-03701160205218 | MOVE-UP | France | isaonlay™Tige humérale cimentée taille 3 | Class III | MDD | Sim | Não |  |  | https://ec.europa.eu/tools/eudamed/#/screen/search-device/2d04ad45-0655-436e-bd3f-cfe62ef2459b
B-03701160205201 | MOVE-UP | France | isaonlay™Tige humérale cimentée taille 5 | Class III | MDD | Sim | Não |  |  | https://ec.europa.eu/tools/eudamed/#/screen/search-device/97692a39-2a63-4a26-9f1a-542a8127fa98
B-03701160205195 | MOVE-UP | France | isaonlay™Tige humérale cimentée taille 7 | Class III | MDD | Sim | Não |  |  | https://ec.europa.eu/tools/eudamed/#/screen/search-device/725054eb-a28d-4d6a-b054-53e3ba26ea59
B-03701160200190 | MOVE-UP | France | isaonlay™Tige humérale sans ciment taille 2 Ø 9 mm longueur 100 mm | Class III | MDD | Sim | Não |  |  | https://ec.europa.eu/tools/eudamed/#/screen/search-device/4a96381d-d930-40c1-b733-8a0d931a14e1
B-03701160201210 | MOVE-UP | France | isareverse™+Embase glénoïdienne augmentée 16° Ø 26 mm sans ciment plot longueur 12 mm à vis centrale | Class III | MDD | Sim | Não |  |  | https://ec.europa.eu/tools/eudamed/#/screen/search-device/f97bc247-5f8e-4028-b86a-19f0c6607074
B-03701160201180 | MOVE-UP | France | isareverse™+Embase glénoïdienne augmentée 5 mm Ø 26 mm sans ciment plot longueur 12 mm à vis centrale | Class IIB | MDD | Sim | Não |  |  | https://ec.europa.eu/tools/eudamed/#/screen/search-device/00bc341c-dce8-4966-9966-3bc46b0a6d0a
B-03701160201197 | MOVE-UP | France | isareverse™+Embase glénoïdienne augmentée 8° Ø 26 mm sans ciment plot longueur 12 mm à vis centrale | Class III | MDD | Sim | Não |  |  | https://ec.europa.eu/tools/eudamed/#/screen/search-device/8f50d9cb-39cd-4b15-adae-d18c75c7cb59
B-03701160201166 | MOVE-UP | France | isareverse™Embase glénoïdienne Ø 26 mm sans ciment plot longueur 12 mm à vis centrale | Class III | MDD | Sim | Não |  |  | https://ec.europa.eu/tools/eudamed/#/screen/search-device/7b3c2eac-7b36-431c-9796-d6aef6fabef0
B-03701160201401 | MOVE-UP | France | isareverse™Embase glénoïdienne Ø 26 mm sans ciment plot longueur 15 mm | Class III | MDD | Sim | Não |  |  | https://ec.europa.eu/tools/eudamed/#/screen/search-device/64502f5b-8846-46d5-bd84-e6c2ea18a53a
B-03701160201173 | MOVE-UP | France | isareverse™Embase glénoïdienne Ø 26 mm sans ciment plot longueur 17 mm à vis centrale | Class III | MDD | Sim | Não |  |  | https://ec.europa.eu/tools/eudamed/#/screen/search-device/0e71d03a-5b12-466d-a854-2a897f013665
B-03701160201418 | MOVE-UP | France | isareverse™Embase glénoïdienne Ø 26 mm sans ciment plot longueur 25 mm | Class III | MDD | Sim | Não |  |  | https://ec.europa.eu/tools/eudamed/#/screen/search-device/9f343fb6-d8f2-4def-95f1-64123f09b570
B-03701160201340 | MOVE-UP | France | isareverse™Obturateur pour embase glénoïdienne à vis centrale | Class III | MDD | Sim | Não |  |  | https://ec.europa.eu/tools/eudamed/#/screen/search-device/ad549292-e6db-4c2e-b967-dc5de8795a8a
B-03701160201425 | MOVE-UP | France | isareverse™Plot périphérique verrouillé Ø 3,5 mm longueur 10 mm | Class III | MDD | Sim | Não |  |  | https://ec.europa.eu/tools/eudamed/#/screen/search-device/0a3d878f-37c8-424f-b4ae-e2491a6ffb26
B-03701160201296 | MOVE-UP | France | isareverse™Vis centrale Ø 7 mm longueur 20 mm | Class III | MDD | Sim | Não |  |  | https://ec.europa.eu/tools/eudamed/#/screen/search-device/c41f9115-04b3-4bfc-8d3e-f337287dcabd
B-03701160201302 | MOVE-UP | France | isareverse™Vis centrale Ø 7 mm longueur 25 mm | Class III | MDD | Sim | Não |  |  | https://ec.europa.eu/tools/eudamed/#/screen/search-device/191f70a0-93c7-4a75-9fe0-8121c8b3f48b
B-03701160201319 | MOVE-UP | France | isareverse™Vis centrale Ø 7 mm longueur 30 mm | Class III | MDD | Sim | Não |  |  | https://ec.europa.eu/tools/eudamed/#/screen/search-device/b7e69895-2640-425e-aa93-98a3888c1ceb
B-03701160201326 | MOVE-UP | France | isareverse™Vis centrale Ø 7 mm longueur 35 mm | Class III | MDD | Sim | Não |  |  | https://ec.europa.eu/tools/eudamed/#/screen/search-device/ef104f5b-e7e6-43fc-adcc-71f008175ed3
B-03701160201333 | MOVE-UP | France | isareverse™Vis centrale Ø 7 mm longueur 40 mm | Class III | MDD | Sim | Não |  |  | https://ec.europa.eu/tools/eudamed/#/screen/search-device/2757e72c-46b8-4352-b8ea-df544e8350c6
B-03701160201364 | MOVE-UP | France | isareverse™Vis centrale Ø 7 mm longueur 45 mm | Class III | MDD | Sim | Não |  |  | https://ec.europa.eu/tools/eudamed/#/screen/search-device/0656e689-33ed-4e68-a807-4cd67d9a98b0
B-03701160201524 | MOVE-UP | France | isareverse™Vis corticale de compression Ø 4,5 mm longueur 18 mm | Class III | MDD | Sim | Não |  |  | https://ec.europa.eu/tools/eudamed/#/screen/search-device/b41397d2-ebfa-4244-925b-4de2be0aa075
B-03701160201531 | MOVE-UP | France | isareverse™Vis corticale de compression Ø 4,5 mm longueur 20 mm | Class III | MDD | Sim | Não |  |  | https://ec.europa.eu/tools/eudamed/#/screen/search-device/9259bd27-61a7-4b31-b08d-325caf308029
B-03701160201548 | MOVE-UP | France | isareverse™Vis corticale de compression Ø 4,5 mm longueur 25 mm | Class III | MDD | Sim | Não |  |  | https://ec.europa.eu/tools/eudamed/#/screen/search-device/f7ce0c4a-c222-43ea-a06f-5fba58af2a9f
B-03701160201555 | MOVE-UP | France | isareverse™Vis corticale de compression Ø 4,5 mm longueur 30 mm | Class III | MDD | Sim | Não |  |  | https://ec.europa.eu/tools/eudamed/#/screen/search-device/43809de7-88cd-4f62-b951-a2e703eef52a
B-03701160201562 | MOVE-UP | France | isareverse™Vis corticale de compression Ø 4,5 mm longueur 35 mm | Class III | MDD | Sim | Não |  |  | https://ec.europa.eu/tools/eudamed/#/screen/search-device/f3c6c75d-4a45-4658-86d5-c01ec4fbbf75
B-03701160201579 | MOVE-UP | France | isareverse™Vis corticale de compression Ø 4,5 mm longueur 40 mm | Class III | MDD | Sim | Não |  |  | https://ec.europa.eu/tools/eudamed/#/screen/search-device/3833a00e-6bf3-4d24-939f-bf7a9419aea5
B-03701160201586 | MOVE-UP | France | isareverse™Vis corticale de compression Ø 4,5 mm longueur 45 mm | Class III | MDD | Sim | Não |  |  | https://ec.europa.eu/tools/eudamed/#/screen/search-device/e84885b6-ebc6-46bc-827a-f41e4ecb4211
B-03701160201432 | MOVE-UP | France | isareverse™Vis corticale distale Ø 4 mm longueur 20 mm | Class III | MDD | Sim | Não |  |  | https://ec.europa.eu/tools/eudamed/#/screen/search-device/05ba89c8-cba0-4ed3-97e8-9d3ae6287a86
B-03701160201449 | MOVE-UP | France | isareverse™Vis corticale distale Ø 4 mm longueur 25 mm | Class III | MDD | Sim | Não |  |  | https://ec.europa.eu/tools/eudamed/#/screen/search-device/c48111f2-590a-4125-bc21-d4fccad68a71
B-03701160201456 | MOVE-UP | France | isareverse™Vis corticale distale Ø 4 mm longueur 30 mm | Class III | MDD | Sim | Não |  |  | https://ec.europa.eu/tools/eudamed/#/screen/search-device/73912e20-11ef-4fa9-a90c-2020ac59d4b1
B-03701160201463 | MOVE-UP | France | isareverse™Vis corticale distale Ø 4 mm longueur 35 mm | Class III | MDD | Sim | Não |  |  | https://ec.europa.eu/tools/eudamed/#/screen/search-device/c05f9c68-5036-48be-ad3d-a340f2887b4f
B-03701160201470 | MOVE-UP | France | isareverse™Vis corticale distale Ø 4 mm longueur 40 mm | Class III | MDD | Sim | Não |  |  | https://ec.europa.eu/tools/eudamed/#/screen/search-device/8f8d77b0-ac06-40a9-92f4-885d06c98d41
B-03701160201487 | MOVE-UP | France | isareverse™Vis corticale distale Ø 4 mm longueur 45 mm | Class III | MDD | Sim | Não |  |  | https://ec.europa.eu/tools/eudamed/#/screen/search-device/3da11854-ec4a-43a1-815a-bd06893e03f8
B-03701160201494 | MOVE-UP | France | isareverse™Vis corticale distale Ø 4 mm longueur 50 mm | Class III | MDD | Sim | Não |  |  | https://ec.europa.eu/tools/eudamed/#/screen/search-device/6f7c29fb-b2e4-4c29-9a63-83bb8e7bdd60
B-03701160201500 | MOVE-UP | France | isareverse™Vis corticale distale Ø 4 mm longueur 55 mm | Class III | MDD | Sim | Não |  |  | https://ec.europa.eu/tools/eudamed/#/screen/search-device/a36275a1-3a67-4527-bd93-bba032d83a20
B-03701160201517 | MOVE-UP | France | isareverse™Vis corticale distale Ø 4 mm longueur 60 mm | Class III | MDD | Sim | Não |  |  | https://ec.europa.eu/tools/eudamed/#/screen/search-device/80fbb36b-77b9-4521-a1f2-57ab04e0ca70
B-03701160201227 | MOVE-UP | France | isareverse™Vis corticale verrouillée Ø 4,5 mm longueur 18 mm | Class III | MDD | Sim | Não |  |  | https://ec.europa.eu/tools/eudamed/#/screen/search-device/842b4168-0bf2-4311-9846-f7f3f77b0e80
B-03701160201234 | MOVE-UP | France | isareverse™Vis corticale verrouillée Ø 4,5 mm longueur 20 mm | Class III | MDD | Sim | Não |  |  | https://ec.europa.eu/tools/eudamed/#/screen/search-device/f845fff9-1e61-4e4d-8f84-7885cf6e202a
B-03701160201241 | MOVE-UP | France | isareverse™Vis corticale verrouillée Ø 4,5 mm longueur 25 mm | Class III | MDD | Sim | Não |  |  | https://ec.europa.eu/tools/eudamed/#/screen/search-device/42eb36d3-367f-4877-92d8-002f03c39bd0
B-03701160201258 | MOVE-UP | France | isareverse™Vis corticale verrouillée Ø 4,5 mm longueur 30 mm | Class III | MDD | Sim | Não |  |  | https://ec.europa.eu/tools/eudamed/#/screen/search-device/26a1f524-3dfd-49c0-aad8-113d0bcbe4d7
B-03701160201265 | MOVE-UP | France | isareverse™Vis corticale verrouillée Ø 4,5 mm longueur 35 mm | Class III | MDD | Sim | Não |  |  | https://ec.europa.eu/tools/eudamed/#/screen/search-device/bd321677-271f-4450-bada-e6c16ed495fe
B-03701160201272 | MOVE-UP | France | isareverse™Vis corticale verrouillée Ø 4,5 mm longueur 40 mm | Class III | MDD | Sim | Não |  |  | https://ec.europa.eu/tools/eudamed/#/screen/search-device/338cb433-8e92-46ac-a2a4-246b278fe037
B-03701160201289 | MOVE-UP | France | isareverse™Vis corticale verrouillée Ø 4,5 mm longueur 45 mm | Class III | MDD | Sim | Não |  |  | https://ec.europa.eu/tools/eudamed/#/screen/search-device/0110c122-8920-4843-a3d3-261690151469
B-03701160200466 | MOVE-UP |  | isarevision™ | Class III | ? | Não | Não |  |  | https://ec.europa.eu/tools/eudamed/#/screen/search-device/56270902-c47d-4309-bcc1-856aa14d8f91
B-03701160200374 | MOVE-UP | France | isarevision™ Tige humérale de révision sans ciment taille 1 Ø 8 mm longueur 165 mm | Class III | MDD | Sim | Não |  |  | https://ec.europa.eu/tools/eudamed/#/screen/search-device/5632bdb4-a373-4e25-905c-2304159c0ddb
B-03701160200428 | MOVE-UP | France | isarevision™ Tige humérale de révision sans ciment taille 1 Ø 8 mm longueur 210 mm | Class III | MDD | Sim | Não |  |  | https://ec.europa.eu/tools/eudamed/#/screen/search-device/a5f27f1a-43ea-4194-b92b-854ab9139f55
B-03701160200381 | MOVE-UP | France | isarevision™ Tige humérale de révision sans ciment taille 3 Ø 10 mm longueur 165 mm | Class III | MDD | Sim | Não |  |  | https://ec.europa.eu/tools/eudamed/#/screen/search-device/de5e4353-4417-41e2-a3ef-9188bb35d7e9
B-03701160200435 | MOVE-UP | France | isarevision™ Tige humérale de révision sans ciment taille 3 Ø 10 mm longueur 210 mm | Class III | MDD | Sim | Não |  |  | https://ec.europa.eu/tools/eudamed/#/screen/search-device/39d2a8be-8224-43ab-8af8-ff0f83da421a
B-03701160200398 | MOVE-UP | France | isarevision™ Tige humérale de révision sans ciment taille 5 Ø 12 mm longueur 165 mm | Class III | MDD | Sim | Não |  |  | https://ec.europa.eu/tools/eudamed/#/screen/search-device/f744a383-eb07-4aeb-be83-f6ae7d114b82
B-03701160200442 | MOVE-UP | France | isarevision™ Tige humérale de révision sans ciment taille 5 Ø 12 mm longueur 210 mm | Class III | MDD | Sim | Não |  |  | https://ec.europa.eu/tools/eudamed/#/screen/search-device/2c6dd654-bfe5-4f2d-9218-0497f2373dd6
B-03701160200404 | MOVE-UP | France | isarevision™ Tige humérale de révision sans ciment taille 7 Ø 14 mm longueur 165 mm | Class III | MDD | Sim | Não |  |  | https://ec.europa.eu/tools/eudamed/#/screen/search-device/0a6d0267-20af-4a6d-90da-e5ff08972654
B-03701160200459 | MOVE-UP | France | isarevision™ Tige humérale de révision sans ciment taille 7 Ø 14 mm longueur 210 mm | Class III | MDD | Sim | Não |  |  | https://ec.europa.eu/tools/eudamed/#/screen/search-device/a438f6fe-39fe-436e-b9bc-bb51aec3bce6
B-03701160200411 | MOVE-UP | France | isarevision™ Tige humérale de révision sans ciment taille 9 Ø 16 mm longueur 165 mm | Class III | MDD | Sim | Não |  |  | https://ec.europa.eu/tools/eudamed/#/screen/search-device/5b89c8f4-8db9-4fe0-b300-c0005e857d22
B-03701160201128 | MOVE-UP |  | isasphere™ | Class III | ? | Não | Não |  |  | https://ec.europa.eu/tools/eudamed/#/screen/search-device/6ee1dcd9-2e29-45bc-a5e3-ca9a36431634
B-03701160201081 | MOVE-UP | France | isasphere™Glénosphère Ø 34 mm centrée | Class III | MDD | Sim | Não |  |  | https://ec.europa.eu/tools/eudamed/#/screen/search-device/73633440-6064-4083-92f1-9fda258591a6
B-03701160201098 | MOVE-UP | France | isasphere™Glénosphère Ø 34 mm centrée | Class III | MDD | Sim | Não |  |  | https://ec.europa.eu/tools/eudamed/#/screen/search-device/31e2ca50-cfbd-441e-9759-979ee0a112c6
B-03701160205485 | MOVE-UP | France | isasphere™Glénosphère Ø 34 mm centrée | Class III | MDD | Sim | Não |  |  | https://ec.europa.eu/tools/eudamed/#/screen/search-device/d74377fb-a844-4287-a63c-453fdd79a194
B-03701160201104 | MOVE-UP | France | isasphere™Glénosphère Ø 36 mm centrée | Class III | MDD | Sim | Não |  |  | https://ec.europa.eu/tools/eudamed/#/screen/search-device/81965da2-aede-40c9-90a1-7d14bc7a0def
B-03701160205492 | MOVE-UP | France | isasphere™Glénosphère Ø 36 mm centrée | Class III | MDD | Sim | Não |  |  | https://ec.europa.eu/tools/eudamed/#/screen/search-device/088294f0-462b-4c43-9af9-0ab2c913f62b
B-03701160201111 | MOVE-UP | France | isasphere™Glénosphère Ø 36 mm excentrée 2 mm | Class III | MDD | Sim | Não |  |  | https://ec.europa.eu/tools/eudamed/#/screen/search-device/2566929a-4308-48d4-8309-3e678f47775c
B-03701160205508 | MOVE-UP | France | isasphere™Glénosphère Ø 36 mm excentrée 2 mm | Class III | MDD | Sim | Não |  |  | https://ec.europa.eu/tools/eudamed/#/screen/search-device/e993d3aa-d946-4e65-975d-afe8b8bd0387
B-03701160205515 | MOVE-UP | France | isasphere™Glénosphère Ø 39 mm centrée | Class III | MDD | Sim | Não |  |  | https://ec.europa.eu/tools/eudamed/#/screen/search-device/94f5c87e-6efc-4970-8ddd-0dae37fd2c03
B-03701160201135 | MOVE-UP | France | isasphere™Glénosphère Ø 39 mm excentrée 2 mm | Class III | MDD | Sim | Não |  |  | https://ec.europa.eu/tools/eudamed/#/screen/search-device/cb731599-7b1b-44dd-9677-e68f3c30b438
B-03701160205522 | MOVE-UP | France | isasphere™Glénosphère Ø 39 mm excentrée 2 mm | Class III | MDD | Sim | Não |  |  | https://ec.europa.eu/tools/eudamed/#/screen/search-device/e451c8df-6c71-42ae-bbcf-50c7860aae40
B-03701160201142 | MOVE-UP | France | isasphere™Glénosphère Ø 42 mm centrée | Class III | MDD | Sim | Não |  |  | https://ec.europa.eu/tools/eudamed/#/screen/search-device/7024ceac-86d8-4d3d-8d7d-0d1d46244b21
B-03701160205539 | MOVE-UP | France | isasphere™Glénosphère Ø 42 mm centrée | Class III | MDD | Sim | Não |  |  | https://ec.europa.eu/tools/eudamed/#/screen/search-device/0bd4f5ae-c5b9-442b-a79a-27036fd1d413
B-03701160201159 | MOVE-UP | France | isasphere™Glénosphère Ø 42 mm excentrée 2 mm | Class III | MDD | Sim | Não |  |  | https://ec.europa.eu/tools/eudamed/#/screen/search-device/285ebea9-dacf-4a71-924b-5e7191a9bc9d
B-03701160205546 | MOVE-UP | France | isasphere™Glénosphère Ø 42 mm excentrée 2 mm | Class III | MDD | Sim | Não |  |  | https://ec.europa.eu/tools/eudamed/#/screen/search-device/cbc42063-16f2-4eff-a58f-8808063fd77e
B-03701160200022 | MOVE-UP | France | isastemless™ Cementless Humeral Short Stem | Class III | MDD | Sim | Não |  |  | https://ec.europa.eu/tools/eudamed/#/screen/search-device/450287ff-be6f-437d-88a0-4718c439e7ad
B-03701160200015 | MOVE-UP | France | isastemless™ Cementless Humeral Short Stem Size 1 Ø 29 mm | Class III | MDD | Sim | Não |  |  | https://ec.europa.eu/tools/eudamed/#/screen/search-device/8cf22757-ced5-48e8-a706-78039edbfae8
B-03701160200039 | MOVE-UP | France | isastemless™ Tige humérale courte sans ciment taille 3 Ø 37 mm | Class III | MDD | Sim | Não |  |  | https://ec.europa.eu/tools/eudamed/#/screen/search-device/2a3b9e9c-defb-445d-a595-5a23b21de6c1
B-03701160201012 | MOVE-UP | France | isatray™Embase humérale épaisseur 13 mm centrée | Class III | MDD | Sim | Não |  |  | https://ec.europa.eu/tools/eudamed/#/screen/search-device/17319492-be45-4177-a4db-8549bc7a3bcc
B-03701160205256 | MOVE-UP | France | isatray™Embase humérale épaisseur 13 mm centrée | Class III | MDD | Sim | Não |  |  | https://ec.europa.eu/tools/eudamed/#/screen/search-device/5a508952-ec43-42e6-9a57-2a2130a42b74
B-03701160200985 | MOVE-UP | France | isatray™Embase humérale épaisseur 13 mm excentrée 1,5 mm | Class III | MDD | Sim | Não |  |  | https://ec.europa.eu/tools/eudamed/#/screen/search-device/a30af3eb-1808-4e38-abfb-89dd6978e60d
B-03701160205263 | MOVE-UP | France | isatray™Embase humérale épaisseur 13 mm excentrée 1,5 mm | Class III | MDD | Sim | Não |  |  | https://ec.europa.eu/tools/eudamed/#/screen/search-device/713b3cd2-cc29-4181-b508-b42616653307
B-03701160201005 | MOVE-UP | France | isatray™Embase humérale épaisseur 13 mm excentrée 3,5 mm | Class III | MDD | Sim | Não |  |  | https://ec.europa.eu/tools/eudamed/#/screen/search-device/8d9a9073-2470-44e1-9ced-8d3e2cdc8623
B-03701160205270 | MOVE-UP | France | isatray™Embase humérale épaisseur 13 mm excentrée 3,5 mm | Class III | MDD | Sim | Não |  |  | https://ec.europa.eu/tools/eudamed/#/screen/search-device/ce2d4a8b-d7bd-42fe-b761-a10b8d452087
B-03701160200961 | MOVE-UP | France | isatray™Embase humérale épaisseur 7 mm centrée | Class III | MDD | Sim | Não |  |  | https://ec.europa.eu/tools/eudamed/#/screen/search-device/c3584cf2-52c6-486a-bdb1-a964a0e9f268
B-03701160205126 | MOVE-UP | France | isatray™Embase humérale épaisseur 7 mm centrée | Class III | MDD | Sim | Não |  |  | https://ec.europa.eu/tools/eudamed/#/screen/search-device/bd2a1e0d-08be-4f75-8c16-b56473c9d4c2
B-03701160200978 | MOVE-UP | France | isatray™Embase humérale épaisseur 7 mm excentrée 1,5 mm | Class III | MDD | Sim | Não |  |  | https://ec.europa.eu/tools/eudamed/#/screen/search-device/64971f96-138f-4c46-80b0-dd7e99182e77
B-03701160205232 | MOVE-UP | France | isatray™Embase humérale épaisseur 7 mm excentrée 1,5 mm | Class III | MDD | Sim | Não |  |  | https://ec.europa.eu/tools/eudamed/#/screen/search-device/49ac7a39-43bf-4a88-a1f4-8d00c85e3e36
B-03701160200992 | MOVE-UP | France | isatray™Embase humérale épaisseur 7 mm excentrée 3,5 mm | Class III | MDD | Sim | Não |  |  | https://ec.europa.eu/tools/eudamed/#/screen/search-device/19cb4753-3e5a-4e37-baad-e13364f248d3
B-03701160205249 | MOVE-UP | France | isatray™Embase humérale épaisseur 7 mm excentrée 3,5 mm | Class III | MDD | Sim | Não |  |  | https://ec.europa.eu/tools/eudamed/#/screen/search-device/6662a1b8-fd41-4f29-8a97-df0007a27ae3
B-07630345710383 | Medacta International SA | Switzerland | GRS baseplate - Ø27x30 | Class III | MDD | Sim | Não |  |  | https://ec.europa.eu/tools/eudamed/#/screen/search-device/7979916b-5a7b-4bfe-9b49-57b1d70c32d7
B-07630345710390 | Medacta International SA | Switzerland | GRS baseplate - Ø27x30 +3mm | Class III | MDD | Sim | Não |  |  | https://ec.europa.eu/tools/eudamed/#/screen/search-device/de6635ce-e40b-4132-b701-5a40e385aa73
B-07630345710406 | Medacta International SA | Switzerland | GRS baseplate - Ø27x30 +6mm | Class III | MDD | Sim | Não |  |  | https://ec.europa.eu/tools/eudamed/#/screen/search-device/264c4a78-7fbf-476d-827a-f2ea109f0f87
B-08682024000277 | Ormed Grup Medikal Turizm Sağlık Hizmetleri Sanayi ve Ticari LTD.ŞTİ | Türkiye | OGM Shoulder Spacer With Gentamicin 42 | Class III | MDD | Sim | Não |  |  | https://ec.europa.eu/tools/eudamed/#/screen/search-device/dedd1060-0591-47f4-8f5d-3d735f35dc48
B-03760154008211 | S.B.M. SAS | France | implant for rotator cuff repair | Class III | MDD | Sim | Não |  |  | https://ec.europa.eu/tools/eudamed/#/screen/search-device/9140382a-3edd-4732-9a74-70589fdcd586
B-03760154008228 | S.B.M. SAS | France | implant for rotator cuff repair | Class III | MDD | Sim | Não |  |  | https://ec.europa.eu/tools/eudamed/#/screen/search-device/9b1d9a5f-f993-4010-9c75-e2e5a69668dc
B-03760154007245 | S.B.M. SAS | France | implant for rotator cuff repair | Class III | MDD | Sim | Não |  |  | https://ec.europa.eu/tools/eudamed/#/screen/search-device/50ac70aa-ff9d-42cf-8098-7794fa2446aa
B-03760154008235 | S.B.M. SAS | France | implant for rotator cuff repair | Class III | MDD | Sim | Não |  |  | https://ec.europa.eu/tools/eudamed/#/screen/search-device/46ec7e7f-9bf2-42a0-ace7-7da8054fbdc0
B-03760154007238 | S.B.M. SAS | France | implant for rotator cuff repair | Class III | MDD | Sim | Não |  |  | https://ec.europa.eu/tools/eudamed/#/screen/search-device/bf63913b-f1b6-4cda-8fc4-e573641c210a
B-03760154007221 | S.B.M. SAS | France | implant for rotator cuff repair | Class III | MDD | Sim | Não |  |  | https://ec.europa.eu/tools/eudamed/#/screen/search-device/14f65347-4397-4b6c-b506-411d3ad8c1ec
80314970231NK | Tecres S.p.A. |  | SPACER-S 46 | Class III | ? | Não | Não |  |  | https://ec.europa.eu/tools/eudamed/#/screen/search-device/4dbadf8d-0248-42d6-9f4b-4c8dea2ae134
B-06941095025032 | Tianjin Zhengtian Medical Instrument Co., Ltd. |  |  | Class III | ? | Não | Não |  |  | https://ec.europa.eu/tools/eudamed/#/screen/search-device/1f747b9d-3a3c-4868-97da-a57ad1925cbb
B-06941095021553 | Tianjin Zhengtian Medical Instrument Co., Ltd. |  |  | Class III | ? | Não | Não |  |  | https://ec.europa.eu/tools/eudamed/#/screen/search-device/e7acddb5-a76c-4077-b3ba-d40d53e4b1ec
B-06941095024950 | Tianjin Zhengtian Medical Instrument Co., Ltd. | China | Anatomic Modular Humeral Stem | Class III | MDD | Sim | Não |  |  | https://ec.europa.eu/tools/eudamed/#/screen/search-device/8df3fa7f-3300-48d8-9ba1-571f416ac6b2
B-06941095024967 | Tianjin Zhengtian Medical Instrument Co., Ltd. | China | Anatomic Modular Humeral Stem | Class III | MDD | Sim | Não |  |  | https://ec.europa.eu/tools/eudamed/#/screen/search-device/cd0e0ce9-a45d-45dd-8154-204adf154132
B-06941095025001 | Tianjin Zhengtian Medical Instrument Co., Ltd. | China | Anatomic Modular Humeral Stem | Class III | MDD | Sim | Não |  |  | https://ec.europa.eu/tools/eudamed/#/screen/search-device/18221681-7477-405a-b9c2-a5f54014d4d2
B-06941095024981 | Tianjin Zhengtian Medical Instrument Co., Ltd. | China | Anatomic Modular Humeral Stem | Class III | MDD | Sim | Não |  |  | https://ec.europa.eu/tools/eudamed/#/screen/search-device/479d8f5e-bddb-4c7f-b68f-c758b03a9be7
B-06941095024974 | Tianjin Zhengtian Medical Instrument Co., Ltd. | China | Anatomic Modular Humeral Stem | Class III | MDD | Sim | Não |  |  | https://ec.europa.eu/tools/eudamed/#/screen/search-device/4afb7017-84a1-4909-a66d-d740be46e65f
B-06941095024998 | Tianjin Zhengtian Medical Instrument Co., Ltd. | China | Anatomic Modular Humeral Stem | Class III | MDD | Sim | Não |  |  | https://ec.europa.eu/tools/eudamed/#/screen/search-device/27392fd2-81a6-46a0-afe6-4b41b2cd5d2d
B-06941095025018 | Tianjin Zhengtian Medical Instrument Co., Ltd. | China | Anatomic Modular Humeral Stem | Class III | MDD | Sim | Não |  |  | https://ec.europa.eu/tools/eudamed/#/screen/search-device/50fd7b3b-f3d5-49d7-bae3-b51bf0d3ab27
B-06941095025025 | Tianjin Zhengtian Medical Instrument Co., Ltd. | China | Anatomic Modular Humeral Stem | Class III | MDD | Sim | Não |  |  | https://ec.europa.eu/tools/eudamed/#/screen/search-device/c9e19b3b-a58d-4e36-a1b1-7891d6d11670
B-06941095025049 | Tianjin Zhengtian Medical Instrument Co., Ltd. | China | Anatomic Modular Humeral Stem | Class III | MDD | Sim | Não |  |  | https://ec.europa.eu/tools/eudamed/#/screen/search-device/fff77b97-9b1b-4773-ba86-9a3e2a69e06a
B-06941095025056 | Tianjin Zhengtian Medical Instrument Co., Ltd. | China | Anatomic Modular Humeral Stem | Class III | MDD | Sim | Não |  |  | https://ec.europa.eu/tools/eudamed/#/screen/search-device/cc9cae3e-f791-49a2-82a2-08bdf718d4b5
B-06941095025063 | Tianjin Zhengtian Medical Instrument Co., Ltd. | China | Anatomic Modular Humeral Stem | Class III | MDD | Sim | Não |  |  | https://ec.europa.eu/tools/eudamed/#/screen/search-device/ac986329-7caa-4cff-8f87-a0124c4855bc
B-06941095021515 | Tianjin Zhengtian Medical Instrument Co., Ltd. | China | Anatomic Standard Humeral Stem | Class III | MDD | Sim | Não |  |  | https://ec.europa.eu/tools/eudamed/#/screen/search-device/4724ecea-cfce-4640-bbd2-6d98fba09325
B-06941095021522 | Tianjin Zhengtian Medical Instrument Co., Ltd. | China | Anatomic Standard Humeral Stem | Class III | MDD | Sim | Não |  |  | https://ec.europa.eu/tools/eudamed/#/screen/search-device/8d1d5d08-8c05-4880-8d52-90a5b3c8cdcc
B-06941095021539 | Tianjin Zhengtian Medical Instrument Co., Ltd. | China | Anatomic Standard Humeral Stem | Class III | MDD | Sim | Não |  |  | https://ec.europa.eu/tools/eudamed/#/screen/search-device/4f137103-2d07-4cc9-af2b-53ac822696af
B-06941095021546 | Tianjin Zhengtian Medical Instrument Co., Ltd. | China | Anatomic Standard Humeral Stem | Class III | MDD | Sim | Não |  |  | https://ec.europa.eu/tools/eudamed/#/screen/search-device/deebe472-0ade-4363-a1d8-c40298e75a35
B-06941095021560 | Tianjin Zhengtian Medical Instrument Co., Ltd. | China | Anatomic Standard Humeral Stem | Class III | MDD | Sim | Não |  |  | https://ec.europa.eu/tools/eudamed/#/screen/search-device/b1869425-2fc1-48cf-8141-37cf64395064
B-06941095021577 | Tianjin Zhengtian Medical Instrument Co., Ltd. | China | Anatomic Standard Humeral Stem | Class III | MDD | Sim | Não |  |  | https://ec.europa.eu/tools/eudamed/#/screen/search-device/9516b509-0713-4609-a70e-154bf6c2b265
B-06941095021584 | Tianjin Zhengtian Medical Instrument Co., Ltd. | China | Anatomic Standard Humeral Stem | Class III | MDD | Sim | Não |  |  | https://ec.europa.eu/tools/eudamed/#/screen/search-device/cc02fbf6-8e83-4103-af31-c78bdb809108
B-06941095021591 | Tianjin Zhengtian Medical Instrument Co., Ltd. | China | Anatomic Standard Humeral Stem | Class III | MDD | Sim | Não |  |  | https://ec.europa.eu/tools/eudamed/#/screen/search-device/09b30be4-8c91-4a19-ac97-fd18f647e190
B-06941095021607 | Tianjin Zhengtian Medical Instrument Co., Ltd. | China | Anatomic Standard Humeral Stem | Class III | MDD | Sim | Não |  |  | https://ec.europa.eu/tools/eudamed/#/screen/search-device/49248a22-ee89-4c56-87f1-1ba561b9c37f
B-06941095021614 | Tianjin Zhengtian Medical Instrument Co., Ltd. | China | Anatomic Standard Humeral Stem | Class III | MDD | Sim | Não |  |  | https://ec.europa.eu/tools/eudamed/#/screen/search-device/f9067801-41dc-40aa-94ba-da1cdbec5ac0
B-06941095021621 | Tianjin Zhengtian Medical Instrument Co., Ltd. | China | Anatomic Standard Humeral Stem | Class III | MDD | Sim | Não |  |  | https://ec.europa.eu/tools/eudamed/#/screen/search-device/cead6a5a-68ff-4209-84f2-5cca135c1e7b
B-06941095020877 | Tianjin Zhengtian Medical Instrument Co., Ltd. | China | Fixed Humeral Head | Class III | MDD | Sim | Não |  |  | https://ec.europa.eu/tools/eudamed/#/screen/search-device/dec08d33-2632-4949-ba48-c022b9900c42
B-06941095020884 | Tianjin Zhengtian Medical Instrument Co., Ltd. | China | Fixed Humeral Head | Class III | MDD | Sim | Não |  |  | https://ec.europa.eu/tools/eudamed/#/screen/search-device/f063b851-1d72-4014-9c57-57ff5c5e8de1
B-06941095020976 | Tianjin Zhengtian Medical Instrument Co., Ltd. | China | Fixed Humeral Head | Class III | MDD | Sim | Não |  |  | https://ec.europa.eu/tools/eudamed/#/screen/search-device/0c974640-4cd3-4647-9493-a9401adf0a34
B-06941095020969 | Tianjin Zhengtian Medical Instrument Co., Ltd. | China | Fixed Humeral Head | Class III | MDD | Sim | Não |  |  | https://ec.europa.eu/tools/eudamed/#/screen/search-device/62158893-f8f6-41b8-8dec-839ca0a73966
B-06941095020891 | Tianjin Zhengtian Medical Instrument Co., Ltd. | China | Fixed Humeral Head | Class III | MDD | Sim | Não |  |  | https://ec.europa.eu/tools/eudamed/#/screen/search-device/720123af-186d-41d5-b3db-2ba5db253716
B-06941095021058 | Tianjin Zhengtian Medical Instrument Co., Ltd. | China | Fixed Humeral Head | Class III | MDD | Sim | Não |  |  | https://ec.europa.eu/tools/eudamed/#/screen/search-device/770b1da6-5ed9-418c-a93b-2162e9ad826e
B-06941095020983 | Tianjin Zhengtian Medical Instrument Co., Ltd. | China | Fixed Humeral Head | Class III | MDD | Sim | Não |  |  | https://ec.europa.eu/tools/eudamed/#/screen/search-device/8334c8d3-e2fa-497c-9c2a-eb9dc021c00d
B-06941095021126 | Tianjin Zhengtian Medical Instrument Co., Ltd. | China | Fixed Humeral Head | Class III | MDD | Sim | Não |  |  | https://ec.europa.eu/tools/eudamed/#/screen/search-device/0e5f50f9-9fb9-4de1-9bdb-47f107096ec2
B-06941095021065 | Tianjin Zhengtian Medical Instrument Co., Ltd. | China | Fixed Humeral Head | Class III | MDD | Sim | Não |  |  | https://ec.europa.eu/tools/eudamed/#/screen/search-device/d35d1c2b-ab13-4c53-ae63-b94ce7ff5118
B-06941095020907 | Tianjin Zhengtian Medical Instrument Co., Ltd. | China | Fixed Humeral Head | Class III | MDD | Sim | Não |  |  | https://ec.europa.eu/tools/eudamed/#/screen/search-device/7bd90b1f-6ff8-4b26-a52c-1ac5ff59a5e9
B-06941095020990 | Tianjin Zhengtian Medical Instrument Co., Ltd. | China | Fixed Humeral Head | Class III | MDD | Sim | Não |  |  | https://ec.europa.eu/tools/eudamed/#/screen/search-device/f6ce158e-ff9f-4517-920a-d8d96d34a17a
B-06941095021133 | Tianjin Zhengtian Medical Instrument Co., Ltd. | China | Fixed Humeral Head | Class III | MDD | Sim | Não |  |  | https://ec.europa.eu/tools/eudamed/#/screen/search-device/fa87ef52-4aa8-45db-9800-32d52b4ea486
B-06941095021072 | Tianjin Zhengtian Medical Instrument Co., Ltd. | China | Fixed Humeral Head | Class III | MDD | Sim | Não |  |  | https://ec.europa.eu/tools/eudamed/#/screen/search-device/760dfc1a-c5ab-46e9-bda4-3dd607e2d202
B-06941095020914 | Tianjin Zhengtian Medical Instrument Co., Ltd. | China | Fixed Humeral Head | Class III | MDD | Sim | Não |  |  | https://ec.europa.eu/tools/eudamed/#/screen/search-device/14e4fac2-cd3d-417c-8b01-b00b271b3031
B-06941095021003 | Tianjin Zhengtian Medical Instrument Co., Ltd. | China | Fixed Humeral Head | Class III | MDD | Sim | Não |  |  | https://ec.europa.eu/tools/eudamed/#/screen/search-device/87c24848-2c78-4fc6-9f0c-f9199fef0e8e
B-06941095021140 | Tianjin Zhengtian Medical Instrument Co., Ltd. | China | Fixed Humeral Head | Class III | MDD | Sim | Não |  |  | https://ec.europa.eu/tools/eudamed/#/screen/search-device/9eca5f1f-67ba-412a-9350-df1c2dfab345
B-06941095020921 | Tianjin Zhengtian Medical Instrument Co., Ltd. | China | Fixed Humeral Head | Class III | MDD | Sim | Não |  |  | https://ec.europa.eu/tools/eudamed/#/screen/search-device/faeef3db-5c5f-4db0-955e-d72df4a8a750
B-06941095021089 | Tianjin Zhengtian Medical Instrument Co., Ltd. | China | Fixed Humeral Head | Class III | MDD | Sim | Não |  |  | https://ec.europa.eu/tools/eudamed/#/screen/search-device/bb7927ac-66f9-4e11-9aed-e60470ebd7f8
B-06941095021010 | Tianjin Zhengtian Medical Instrument Co., Ltd. | China | Fixed Humeral Head | Class III | MDD | Sim | Não |  |  | https://ec.europa.eu/tools/eudamed/#/screen/search-device/b8508aca-efaf-4208-b74c-d190d2c73da9
B-06941095021157 | Tianjin Zhengtian Medical Instrument Co., Ltd. | China | Fixed Humeral Head | Class III | MDD | Sim | Não |  |  | https://ec.europa.eu/tools/eudamed/#/screen/search-device/f0e61e34-e0a7-4955-84f1-249edad100bc
B-06941095020938 | Tianjin Zhengtian Medical Instrument Co., Ltd. | China | Fixed Humeral Head | Class III | MDD | Sim | Não |  |  | https://ec.europa.eu/tools/eudamed/#/screen/search-device/d950351e-3ce7-4619-8a2e-49ba7685d1a8
B-06941095021096 | Tianjin Zhengtian Medical Instrument Co., Ltd. | China | Fixed Humeral Head | Class III | MDD | Sim | Não |  |  | https://ec.europa.eu/tools/eudamed/#/screen/search-device/e364a74c-6269-4c93-b664-cd9ab953d78f
B-06941095021027 | Tianjin Zhengtian Medical Instrument Co., Ltd. | China | Fixed Humeral Head | Class III | MDD | Sim | Não |  |  | https://ec.europa.eu/tools/eudamed/#/screen/search-device/9c28781d-031d-4895-b5bc-85cdedd0c2ad
B-06941095021164 | Tianjin Zhengtian Medical Instrument Co., Ltd. | China | Fixed Humeral Head | Class III | MDD | Sim | Não |  |  | https://ec.europa.eu/tools/eudamed/#/screen/search-device/e2bfb171-99d3-411d-be9d-ec89c2bfaa1f
B-06941095020945 | Tianjin Zhengtian Medical Instrument Co., Ltd. | China | Fixed Humeral Head | Class III | MDD | Sim | Não |  |  | https://ec.europa.eu/tools/eudamed/#/screen/search-device/1cb5587b-0efe-42a0-a635-9e4a0929c6dc
B-06941095021102 | Tianjin Zhengtian Medical Instrument Co., Ltd. | China | Fixed Humeral Head | Class III | MDD | Sim | Não |  |  | https://ec.europa.eu/tools/eudamed/#/screen/search-device/cf731d96-7d94-4d59-8fae-9f1972315f8b
B-06941095021034 | Tianjin Zhengtian Medical Instrument Co., Ltd. | China | Fixed Humeral Head | Class III | MDD | Sim | Não |  |  | https://ec.europa.eu/tools/eudamed/#/screen/search-device/1fb1eb9f-8cf1-4d48-af9f-bb51c3f627c8
B-06941095021171 | Tianjin Zhengtian Medical Instrument Co., Ltd. | China | Fixed Humeral Head | Class III | MDD | Sim | Não |  |  | https://ec.europa.eu/tools/eudamed/#/screen/search-device/29eec88b-cbe7-4faa-b2ad-a981d3662fb6
B-06941095020952 | Tianjin Zhengtian Medical Instrument Co., Ltd. | China | Fixed Humeral Head | Class III | MDD | Sim | Não |  |  | https://ec.europa.eu/tools/eudamed/#/screen/search-device/4b207f62-1c59-4a28-a1f0-6cb0b6605dde
B-06941095021119 | Tianjin Zhengtian Medical Instrument Co., Ltd. | China | Fixed Humeral Head | Class III | MDD | Sim | Não |  |  | https://ec.europa.eu/tools/eudamed/#/screen/search-device/6fd4106c-a13c-4c9e-988f-5bedce730b75
B-06941095021188 | Tianjin Zhengtian Medical Instrument Co., Ltd. | China | Fixed Humeral Head | Class III | MDD | Sim | Não |  |  | https://ec.europa.eu/tools/eudamed/#/screen/search-device/adbd9aa2-e5a8-4377-a274-e14260b5cc48
B-06941095021041 | Tianjin Zhengtian Medical Instrument Co., Ltd. | China | Fixed Humeral Head | Class III | MDD | Sim | Não |  |  | https://ec.europa.eu/tools/eudamed/#/screen/search-device/5eda9c95-f208-4883-a383-b0f2b9b08112
B-06941095003504 | Tianjin Zhengtian Medical Instrument Co., Ltd. | China | Fixed Humeral Neck | Class III | MDD | Sim | Não |  |  | https://ec.europa.eu/tools/eudamed/#/screen/search-device/b913f1d9-7f10-4a30-9452-6f940c63cdc4
B-06941095003528 | Tianjin Zhengtian Medical Instrument Co., Ltd. | China | Fixed Humeral Neck | Class III | MDD | Sim | Não |  |  | https://ec.europa.eu/tools/eudamed/#/screen/search-device/6f01b9e9-8139-409a-98b5-73f47784b4b8
B-06941095003511 | Tianjin Zhengtian Medical Instrument Co., Ltd. | China | Fixed Humeral Neck | Class III | MDD | Sim | Não |  |  | https://ec.europa.eu/tools/eudamed/#/screen/search-device/653b3bb3-ae90-4794-a182-558421ef2217
B-06941095020846 | Tianjin Zhengtian Medical Instrument Co., Ltd. | China | Keeled Glenoid | Class III | MDD | Sim | Não |  |  | https://ec.europa.eu/tools/eudamed/#/screen/search-device/3a299551-5091-447e-9b5e-391577062c99
B-06941095020853 | Tianjin Zhengtian Medical Instrument Co., Ltd. | China | Keeled Glenoid | Class III | MDD | Sim | Não |  |  | https://ec.europa.eu/tools/eudamed/#/screen/search-device/9e6e7e23-d041-44cf-b575-838b16e0205d
B-06941095020839 | Tianjin Zhengtian Medical Instrument Co., Ltd. | China | Keeled Glenoid | Class III | MDD | Sim | Não |  |  | https://ec.europa.eu/tools/eudamed/#/screen/search-device/d40e4f57-56b1-4742-a265-579c3983dbdd
B-06941095020860 | Tianjin Zhengtian Medical Instrument Co., Ltd. | China | Keeled Glenoid | Class III | MDD | Sim | Não |  |  | https://ec.europa.eu/tools/eudamed/#/screen/search-device/3f09fc65-70f7-4221-87a1-1830934bcd05
B-06941095054933 | Tianjin Zhengtian Medical Instrument Co., Ltd. | China | M.2021.106.14504 | Class III | MDD | Sim | Não |  |  | https://ec.europa.eu/tools/eudamed/#/screen/search-device/89473fd1-6429-40a8-861c-99f47d0196dd
B-06941095013084 | Tianjin Zhengtian Medical Instrument Co., Ltd. | China | Pegged Glenoid | Class III | MDD | Sim | Não |  |  | https://ec.europa.eu/tools/eudamed/#/screen/search-device/d4399db4-f171-4a26-a8f6-147dc3854391
B-06941095013091 | Tianjin Zhengtian Medical Instrument Co., Ltd. | China | Pegged Glenoid | Class III | MDD | Sim | Não |  |  | https://ec.europa.eu/tools/eudamed/#/screen/search-device/85da83c0-1ea0-43a8-928f-86a836e56730
B-06941095013107 | Tianjin Zhengtian Medical Instrument Co., Ltd. | China | Pegged Glenoid | Class III | MDD | Sim | Não |  |  | https://ec.europa.eu/tools/eudamed/#/screen/search-device/08d535b1-4991-49ef-8380-5bd15ee75df9
B-06941095013114 | Tianjin Zhengtian Medical Instrument Co., Ltd. | China | Pegged Glenoid | Class III | MDD | Sim | Não |  |  | https://ec.europa.eu/tools/eudamed/#/screen/search-device/cac3ba98-f7ae-492f-ab79-76ba97aed00f
B-06941095056814 | Tianjin Zhengtian Medical Instrument Co., Ltd. | China | Reverse Constrained Humeral Liner | Class III | MDD | Sim | Não |  |  | https://ec.europa.eu/tools/eudamed/#/screen/search-device/fa86f8fd-8a80-4678-b8fb-783bc42a5bac
B-06941095056692 | Tianjin Zhengtian Medical Instrument Co., Ltd. | China | Reverse Constrained Humeral Liner | Class III | MDD | Sim | Não |  |  | https://ec.europa.eu/tools/eudamed/#/screen/search-device/09ad5669-78c4-4e9f-8e35-ff023e5f10b1
B-06941095056708 | Tianjin Zhengtian Medical Instrument Co., Ltd. | China | Reverse Constrained Humeral Liner | Class III | MDD | Sim | Não |  |  | https://ec.europa.eu/tools/eudamed/#/screen/search-device/31fa536c-c3aa-46e3-97b7-094c76d5388f
B-06941095056715 | Tianjin Zhengtian Medical Instrument Co., Ltd. | China | Reverse Constrained Humeral Liner | Class III | MDD | Sim | Não |  |  | https://ec.europa.eu/tools/eudamed/#/screen/search-device/00fcdf0b-e47d-4ffc-9e23-6de5ed2825a4
B-06941095056722 | Tianjin Zhengtian Medical Instrument Co., Ltd. | China | Reverse Constrained Humeral Liner | Class III | MDD | Sim | Não |  |  | https://ec.europa.eu/tools/eudamed/#/screen/search-device/f621ad05-6984-458a-8b51-3e51e3ef8d42
B-06941095056739 | Tianjin Zhengtian Medical Instrument Co., Ltd. | China | Reverse Constrained Humeral Liner | Class III | MDD | Sim | Não |  |  | https://ec.europa.eu/tools/eudamed/#/screen/search-device/90c2e79f-4f72-4fa1-bdab-57be27afd500
B-06941095056821 | Tianjin Zhengtian Medical Instrument Co., Ltd. | China | Reverse Constrained Humeral Liner | Class III | MDD | Sim | Não |  |  | https://ec.europa.eu/tools/eudamed/#/screen/search-device/2f168543-190d-4e58-8935-99640be5d889
B-06941095056746 | Tianjin Zhengtian Medical Instrument Co., Ltd. | China | Reverse Constrained Humeral Liner | Class III | MDD | Sim | Não |  |  | https://ec.europa.eu/tools/eudamed/#/screen/search-device/9ad96823-2989-4774-ab37-4923228abd6f
B-06941095056838 | Tianjin Zhengtian Medical Instrument Co., Ltd. | China | Reverse Constrained Humeral Liner | Class III | MDD | Sim | Não |  |  | https://ec.europa.eu/tools/eudamed/#/screen/search-device/beb70934-1b5d-4d86-86a2-b32559256335
B-06941095056845 | Tianjin Zhengtian Medical Instrument Co., Ltd. | China | Reverse Constrained Humeral Liner | Class III | MDD | Sim | Não |  |  | https://ec.europa.eu/tools/eudamed/#/screen/search-device/0a21328b-1d04-4a7a-9bb7-47b6d535c171
B-06941095056852 | Tianjin Zhengtian Medical Instrument Co., Ltd. | China | Reverse Constrained Humeral Liner | Class III | MDD | Sim | Não |  |  | https://ec.europa.eu/tools/eudamed/#/screen/search-device/4044267a-46fd-4584-85a9-15ee0125b5ba
B-06941095056869 | Tianjin Zhengtian Medical Instrument Co., Ltd. | China | Reverse Constrained Humeral Liner | Class III | MDD | Sim | Não |  |  | https://ec.europa.eu/tools/eudamed/#/screen/search-device/79a74e3f-a06b-4057-bcfc-90e7b05c0e80
B-06941095056876 | Tianjin Zhengtian Medical Instrument Co., Ltd. | China | Reverse Constrained Humeral Liner | Class III | MDD | Sim | Não |  |  | https://ec.europa.eu/tools/eudamed/#/screen/search-device/a0c4cbbe-15ce-474a-8d13-e7851b9708d3
B-06941095054841 | Tianjin Zhengtian Medical Instrument Co., Ltd. | China | Reverse Glenoid Platform | Class III | MDD | Sim | Não |  |  | https://ec.europa.eu/tools/eudamed/#/screen/search-device/20f4a5f2-6f35-42e0-a7ff-5a99d2e7bb96
B-06941095054858 | Tianjin Zhengtian Medical Instrument Co., Ltd. | China | Reverse Glenoid Platform | Class III | MDD | Sim | Não |  |  | https://ec.europa.eu/tools/eudamed/#/screen/search-device/dc6a4769-9b3b-4d6b-abaf-8d6454755a6d
B-06941095054940 | Tianjin Zhengtian Medical Instrument Co., Ltd. | China | Reverse Glenoid Screw | Class III | MDD | Sim | Não |  |  | https://ec.europa.eu/tools/eudamed/#/screen/search-device/a17b9094-b523-4ad5-bcac-82fbb32d136c
B-06941095054971 | Tianjin Zhengtian Medical Instrument Co., Ltd. | China | Reverse Glenoid Screw | Class III | MDD | Sim | Não |  |  | https://ec.europa.eu/tools/eudamed/#/screen/search-device/bffc19dc-6017-45cf-ad1c-219034729f44
B-06941095054957 | Tianjin Zhengtian Medical Instrument Co., Ltd. | China | Reverse Glenoid Screw | Class III | MDD | Sim | Não |  |  | https://ec.europa.eu/tools/eudamed/#/screen/search-device/8c2e5c2b-3080-4fef-9bca-e4493af9b773
B-06941095054964 | Tianjin Zhengtian Medical Instrument Co., Ltd. | China | Reverse Glenoid Screw | Class III | MDD | Sim | Não |  |  | https://ec.europa.eu/tools/eudamed/#/screen/search-device/aa801f0f-3afb-4d05-87cf-4f2f046a2fdb
B-06941095054988 | Tianjin Zhengtian Medical Instrument Co., Ltd. | China | Reverse Glenoid Screw | Class III | MDD | Sim | Não |  |  | https://ec.europa.eu/tools/eudamed/#/screen/search-device/412723ab-2885-4eaa-b4e0-aa6e067cfd67
B-06941095054995 | Tianjin Zhengtian Medical Instrument Co., Ltd. | China | Reverse Glenoid Screw Cap | Class III | MDD | Sim | Não |  |  | https://ec.europa.eu/tools/eudamed/#/screen/search-device/e78846e0-1d9e-46bf-b7fc-80a7299e9e75
B-06941095054391 | Tianjin Zhengtian Medical Instrument Co., Ltd. | China | Reverse Glenoid Shoulder Head | Class III | MDD | Sim | Não |  |  | https://ec.europa.eu/tools/eudamed/#/screen/search-device/bdbd317b-33e3-4410-822f-0be730dfa91e
B-06941095054407 | Tianjin Zhengtian Medical Instrument Co., Ltd. | China | Reverse Glenoid Shoulder Head | Class III | MDD | Sim | Não |  |  | https://ec.europa.eu/tools/eudamed/#/screen/search-device/432e5792-4887-4f4b-a3a8-66f864fd5b6f
B-06941095054414 | Tianjin Zhengtian Medical Instrument Co., Ltd. | China | Reverse Glenoid Shoulder Head | Class III | MDD | Sim | Não |  |  | https://ec.europa.eu/tools/eudamed/#/screen/search-device/f4a803f8-8208-457e-b1a7-2298a4f77be0
B-06941095054421 | Tianjin Zhengtian Medical Instrument Co., Ltd. | China | Reverse Glenoid Shoulder Head | Class III | MDD | Sim | Não |  |  | https://ec.europa.eu/tools/eudamed/#/screen/search-device/3dc7bbe9-1225-4ec7-b244-9680d03ffcd0
B-06941095054438 | Tianjin Zhengtian Medical Instrument Co., Ltd. | China | Reverse Glenoid Shoulder Head | Class III | MDD | Sim | Não |  |  | https://ec.europa.eu/tools/eudamed/#/screen/search-device/a6e416a8-127c-49d5-b1f1-9d9f1444701c
B-06941095054445 | Tianjin Zhengtian Medical Instrument Co., Ltd. | China | Reverse Glenoid Shoulder Head | Class III | MDD | Sim | Não |  |  | https://ec.europa.eu/tools/eudamed/#/screen/search-device/5327355a-a667-49ba-9f8a-154735fb87a2
B-06941095054773 | Tianjin Zhengtian Medical Instrument Co., Ltd. | China | Reverse Humeral Cup | Class III | MDD | Sim | Não |  |  | https://ec.europa.eu/tools/eudamed/#/screen/search-device/5a53319b-76c1-4629-aaad-92ee6957b66d
B-06941095054780 | Tianjin Zhengtian Medical Instrument Co., Ltd. | China | Reverse Humeral Cup | Class III | MDD | Sim | Não |  |  | https://ec.europa.eu/tools/eudamed/#/screen/search-device/d261fae1-955b-4b31-8345-30ba88db4291
B-06941095054803 | Tianjin Zhengtian Medical Instrument Co., Ltd. | China | Reverse Humeral Cup | Class III | MDD | Sim | Não |  |  | https://ec.europa.eu/tools/eudamed/#/screen/search-device/c81f8706-ee34-459e-81ac-ffa8742f8dff
B-06941095054797 | Tianjin Zhengtian Medical Instrument Co., Ltd. | China | Reverse Humeral Cup | Class III | MDD | Sim | Não |  |  | https://ec.europa.eu/tools/eudamed/#/screen/search-device/904a6d62-b997-475e-8b22-3471007c4753
B-06941095054810 | Tianjin Zhengtian Medical Instrument Co., Ltd. | China | Reverse Humeral Cup | Class III | MDD | Sim | Não |  |  | https://ec.europa.eu/tools/eudamed/#/screen/search-device/8d4e072d-ad76-43f0-b802-16fef9bd9ec5
B-06941095054827 | Tianjin Zhengtian Medical Instrument Co., Ltd. | China | Reverse Humeral Cup | Class III | MDD | Sim | Não |  |  | https://ec.europa.eu/tools/eudamed/#/screen/search-device/7eb1aeff-cc59-40e7-96f9-3e649a8b685a
B-06941095054834 | Tianjin Zhengtian Medical Instrument Co., Ltd. | China | Reverse Humeral Cup | Class III | MDD | Sim | Não |  |  | https://ec.europa.eu/tools/eudamed/#/screen/search-device/10af7fd4-04c0-4d35-85eb-d34fd3213732
B-06941095056623 | Tianjin Zhengtian Medical Instrument Co., Ltd. | China | Reverse Humeral Liner | Class III | MDD | Sim | Não |  |  | https://ec.europa.eu/tools/eudamed/#/screen/search-device/79cba6c5-616c-43c8-ad5a-d4f7097235a9
B-06941095056630 | Tianjin Zhengtian Medical Instrument Co., Ltd. | China | Reverse Humeral Liner | Class III | MDD | Sim | Não |  |  | https://ec.europa.eu/tools/eudamed/#/screen/search-device/6ba2c90d-d088-435d-8583-1ff0c1970bf4
B-06941095056647 | Tianjin Zhengtian Medical Instrument Co., Ltd. | China | Reverse Humeral Liner | Class III | MDD | Sim | Não |  |  | https://ec.europa.eu/tools/eudamed/#/screen/search-device/031e125d-2a66-45e6-92d6-f5c587cecbf7
B-06941095056654 | Tianjin Zhengtian Medical Instrument Co., Ltd. | China | Reverse Humeral Liner | Class III | MDD | Sim | Não |  |  | https://ec.europa.eu/tools/eudamed/#/screen/search-device/9b69f4d6-3214-426e-ae4f-5b6b0cc5a0cc
B-06941095056661 | Tianjin Zhengtian Medical Instrument Co., Ltd. | China | Reverse Humeral Liner | Class III | MDD | Sim | Não |  |  | https://ec.europa.eu/tools/eudamed/#/screen/search-device/370c16aa-d2b9-4fa9-b072-ff5eb7c8d926
B-06941095056678 | Tianjin Zhengtian Medical Instrument Co., Ltd. | China | Reverse Humeral Liner | Class III | MDD | Sim | Não |  |  | https://ec.europa.eu/tools/eudamed/#/screen/search-device/96ce441e-160e-4503-9dd6-a500fedc5300
B-06941095056685 | Tianjin Zhengtian Medical Instrument Co., Ltd. | China | Reverse Humeral Liner | Class III | MDD | Sim | Não |  |  | https://ec.europa.eu/tools/eudamed/#/screen/search-device/058437d5-1d00-4007-91a2-df7085338c45
B-06941095056753 | Tianjin Zhengtian Medical Instrument Co., Ltd. | China | Reverse Humeral Liner | Class III | MDD | Sim | Não |  |  | https://ec.europa.eu/tools/eudamed/#/screen/search-device/d9e2f510-cb91-4a4c-88fe-88385da4960a
B-06941095056760 | Tianjin Zhengtian Medical Instrument Co., Ltd. | China | Reverse Humeral Liner | Class III | MDD | Sim | Não |  |  | https://ec.europa.eu/tools/eudamed/#/screen/search-device/a16f2523-6662-478f-a2f7-e79b128444ea
B-06941095056777 | Tianjin Zhengtian Medical Instrument Co., Ltd. | China | Reverse Humeral Liner | Class III | MDD | Sim | Não |  |  | https://ec.europa.eu/tools/eudamed/#/screen/search-device/849687ef-6213-41a7-8edc-98d9e3da04a0
B-06941095056784 | Tianjin Zhengtian Medical Instrument Co., Ltd. | China | Reverse Humeral Liner | Class III | MDD | Sim | Não |  |  | https://ec.europa.eu/tools/eudamed/#/screen/search-device/ff04ab8d-8ba5-44b6-8570-4986e3b99371
B-06941095056807 | Tianjin Zhengtian Medical Instrument Co., Ltd. | China | Reverse Humeral Liner | Class III | MDD | Sim | Não |  |  | https://ec.europa.eu/tools/eudamed/#/screen/search-device/21aa6017-4a4e-4f93-b332-0c40b6e7f482
B-06941095056791 | Tianjin Zhengtian Medical Instrument Co., Ltd. | China | Reverse Humeral Liner | Class III | MDD | Sim | Não |  |  | https://ec.europa.eu/tools/eudamed/#/screen/search-device/9df44bc3-c76c-40d4-97f2-e2e74ae3878f
B-06941095050935 | Tianjin Zhengtian Medical Instrument Co., Ltd. | China | Reverse Humeral Stem | Class III | MDD | Sim | Não |  |  | https://ec.europa.eu/tools/eudamed/#/screen/search-device/64ccbaf6-2560-45b4-940a-7c4d20079414
B-06941095050850 | Tianjin Zhengtian Medical Instrument Co., Ltd. | China | Reverse Humeral Stem | Class III | MDD | Sim | Não |  |  | https://ec.europa.eu/tools/eudamed/#/screen/search-device/4f7a8acf-067e-413d-9f63-1693d5e248df
B-06941095050881 | Tianjin Zhengtian Medical Instrument Co., Ltd. | China | Reverse Humeral Stem | Class III | MDD | Sim | Não |  |  | https://ec.europa.eu/tools/eudamed/#/screen/search-device/e3d6d843-3967-4a05-a1af-6860095fdd46
B-06941095050867 | Tianjin Zhengtian Medical Instrument Co., Ltd. | China | Reverse Humeral Stem | Class III | MDD | Sim | Não |  |  | https://ec.europa.eu/tools/eudamed/#/screen/search-device/accd154d-7744-40d8-a011-bd84815f3eff
B-06941095050874 | Tianjin Zhengtian Medical Instrument Co., Ltd. | China | Reverse Humeral Stem | Class III | MDD | Sim | Não |  |  | https://ec.europa.eu/tools/eudamed/#/screen/search-device/212c2af8-8335-438e-be5b-681447d879a6
B-06941095050928 | Tianjin Zhengtian Medical Instrument Co., Ltd. | China | Reverse Humeral Stem | Class III | MDD | Sim | Não |  |  | https://ec.europa.eu/tools/eudamed/#/screen/search-device/1bbc6fe7-0eee-4af7-a4ec-a6cc0765697e
B-06941095050904 | Tianjin Zhengtian Medical Instrument Co., Ltd. | China | Reverse Humeral Stem | Class III | MDD | Sim | Não |  |  | https://ec.europa.eu/tools/eudamed/#/screen/search-device/e6de06c9-4ac6-4d72-b819-8468bdd1dae6
B-06941095050898 | Tianjin Zhengtian Medical Instrument Co., Ltd. | China | Reverse Humeral Stem | Class III | MDD | Sim | Não |  |  | https://ec.europa.eu/tools/eudamed/#/screen/search-device/a146c447-e726-413e-8772-e6134f6738d1
B-06941095050911 | Tianjin Zhengtian Medical Instrument Co., Ltd. | China | Reverse Humeral Stem | Class III | MDD | Sim | Não |  |  | https://ec.europa.eu/tools/eudamed/#/screen/search-device/858d1d52-eca2-493b-bc1e-9edd8f33ba0a
B-06941095050942 | Tianjin Zhengtian Medical Instrument Co., Ltd. | China | Reverse Humeral Stem | Class III | MDD | Sim | Não |  |  | https://ec.europa.eu/tools/eudamed/#/screen/search-device/f03904be-3575-40ad-92f4-ad25129e1362
B-06941095050959 | Tianjin Zhengtian Medical Instrument Co., Ltd. | China | Reverse Humeral Stem | Class III | MDD | Sim | Não |  |  | https://ec.europa.eu/tools/eudamed/#/screen/search-device/b7ad94b4-5350-4634-b734-400bfc67e978
B-06941095050966 | Tianjin Zhengtian Medical Instrument Co., Ltd. | China | Reverse Humeral Stem | Class III | MDD | Sim | Não |  |  | https://ec.europa.eu/tools/eudamed/#/screen/search-device/ad34f553-6147-44f1-a100-66a89b703fac
B-06941095054896 | Tianjin Zhengtian Medical Instrument Co., Ltd. | China | Reverse Polyaxial Glenoid Screw | Class III | MDD | Sim | Não |  |  | https://ec.europa.eu/tools/eudamed/#/screen/search-device/a10dfadb-7c6a-444e-8040-3e8d8296a854
B-06941095054872 | Tianjin Zhengtian Medical Instrument Co., Ltd. | China | Reverse Polyaxial Glenoid Screw | Class III | MDD | Sim | Não |  |  | https://ec.europa.eu/tools/eudamed/#/screen/search-device/757c64a9-cb19-4bf5-9dcf-2eaec0f29718
B-06941095054889 | Tianjin Zhengtian Medical Instrument Co., Ltd. | China | Reverse Polyaxial Glenoid Screw | Class III | MDD | Sim | Não |  |  | https://ec.europa.eu/tools/eudamed/#/screen/search-device/77f46863-2ad5-4179-b279-78053d3661b8
B-06941095054902 | Tianjin Zhengtian Medical Instrument Co., Ltd. | China | Reverse Polyaxial Glenoid Screw | Class III | MDD | Sim | Não |  |  | https://ec.europa.eu/tools/eudamed/#/screen/search-device/b072f490-82e8-4932-8af5-6c558a1eac8a
B-06941095054926 | Tianjin Zhengtian Medical Instrument Co., Ltd. | China | Reverse Polyaxial Glenoid Screw | Class III | MDD | Sim | Não |  |  | https://ec.europa.eu/tools/eudamed/#/screen/search-device/949d0624-2033-421f-a5e2-1756952196fa
B-06941095054919 | Tianjin Zhengtian Medical Instrument Co., Ltd. | China | Reverse Polyaxial Glenoid Screw | Class III | MDD | Sim | Não |  |  | https://ec.europa.eu/tools/eudamed/#/screen/search-device/63a7b721-0735-48cc-a4fc-165f977a1b37
B-06941095025070 | Tianjin Zhengtian Medical Instrument Co., Ltd. | China | Vari-Angle Humeral Neck | Class III | MDD | Sim | Não |  |  | https://ec.europa.eu/tools/eudamed/#/screen/search-device/bed6edaa-8e0c-4674-9490-b707b01950b5
B-06941095021195 | Tianjin Zhengtian Medical Instrument Co., Ltd. | China | Vari-angle Humeral Head | Class III | MDD | Sim | Não |  |  | https://ec.europa.eu/tools/eudamed/#/screen/search-device/de7f14d9-856b-46e2-8f1b-84645d075a10
B-06941095021287 | Tianjin Zhengtian Medical Instrument Co., Ltd. | China | Vari-angle Humeral Head | Class III | MDD | Sim | Não |  |  | https://ec.europa.eu/tools/eudamed/#/screen/search-device/6007b6d7-41fb-4698-aeed-e8d18d7a9738
B-06941095021201 | Tianjin Zhengtian Medical Instrument Co., Ltd. | China | Vari-angle Humeral Head | Class III | MDD | Sim | Não |  |  | https://ec.europa.eu/tools/eudamed/#/screen/search-device/c58a2c31-4ac3-4063-b939-5645174adfd3
B-06941095021294 | Tianjin Zhengtian Medical Instrument Co., Ltd. | China | Vari-angle Humeral Head | Class III | MDD | Sim | Não |  |  | https://ec.europa.eu/tools/eudamed/#/screen/search-device/bd808dd7-1b5f-4843-945d-e2ad6864ca5c
B-06941095021218 | Tianjin Zhengtian Medical Instrument Co., Ltd. | China | Vari-angle Humeral Head | Class III | MDD | Sim | Não |  |  | https://ec.europa.eu/tools/eudamed/#/screen/search-device/88ce40ed-e5f7-4dc9-8778-cc0423716897
B-06941095021300 | Tianjin Zhengtian Medical Instrument Co., Ltd. | China | Vari-angle Humeral Head | Class III | MDD | Sim | Não |  |  | https://ec.europa.eu/tools/eudamed/#/screen/search-device/c2d295f4-4e6e-4987-9c47-1b124cdd20d5
B-06941095021447 | Tianjin Zhengtian Medical Instrument Co., Ltd. | China | Vari-angle Humeral Head | Class III | MDD | Sim | Não |  |  | https://ec.europa.eu/tools/eudamed/#/screen/search-device/9bdcb28c-3972-404c-aabd-05e8cd6fd6ef
B-06941095021379 | Tianjin Zhengtian Medical Instrument Co., Ltd. | China | Vari-angle Humeral Head | Class III | MDD | Sim | Não |  |  | https://ec.europa.eu/tools/eudamed/#/screen/search-device/1bb0bb06-506a-41f9-8090-075eaaba4006
B-06941095021225 | Tianjin Zhengtian Medical Instrument Co., Ltd. | China | Vari-angle Humeral Head | Class III | MDD | Sim | Não |  |  | https://ec.europa.eu/tools/eudamed/#/screen/search-device/eaed6e43-d280-4f51-bf67-22748f3fdc44
B-06941095021317 | Tianjin Zhengtian Medical Instrument Co., Ltd. | China | Vari-angle Humeral Head | Class III | MDD | Sim | Não |  |  | https://ec.europa.eu/tools/eudamed/#/screen/search-device/157a7c13-14db-4773-9c30-03dfdd5b2876
B-06941095021454 | Tianjin Zhengtian Medical Instrument Co., Ltd. | China | Vari-angle Humeral Head | Class III | MDD | Sim | Não |  |  | https://ec.europa.eu/tools/eudamed/#/screen/search-device/7841c9a5-328c-4a49-886a-3378a88e9a79
B-06941095021386 | Tianjin Zhengtian Medical Instrument Co., Ltd. | China | Vari-angle Humeral Head | Class III | MDD | Sim | Não |  |  | https://ec.europa.eu/tools/eudamed/#/screen/search-device/5b757273-f049-41d6-97d8-cb9c8d4ea345
B-06941095021232 | Tianjin Zhengtian Medical Instrument Co., Ltd. | China | Vari-angle Humeral Head | Class III | MDD | Sim | Não |  |  | https://ec.europa.eu/tools/eudamed/#/screen/search-device/325f08a0-8462-4964-b53c-c124173d41e1
B-06941095021393 | Tianjin Zhengtian Medical Instrument Co., Ltd. | China | Vari-angle Humeral Head | Class III | MDD | Sim | Não |  |  | https://ec.europa.eu/tools/eudamed/#/screen/search-device/84206671-1d9d-4ef2-b7b3-3e3e184ecb7a
B-06941095021324 | Tianjin Zhengtian Medical Instrument Co., Ltd. | China | Vari-angle Humeral Head | Class III | MDD | Sim | Não |  |  | https://ec.europa.eu/tools/eudamed/#/screen/search-device/df3e95f3-131e-4f59-b52f-dcf1291ed13d
B-06941095021461 | Tianjin Zhengtian Medical Instrument Co., Ltd. | China | Vari-angle Humeral Head | Class III | MDD | Sim | Não |  |  | https://ec.europa.eu/tools/eudamed/#/screen/search-device/532ed706-52f7-4c1e-88e6-6363c564d9b6
B-06941095021249 | Tianjin Zhengtian Medical Instrument Co., Ltd. | China | Vari-angle Humeral Head | Class III | MDD | Sim | Não |  |  | https://ec.europa.eu/tools/eudamed/#/screen/search-device/bd73ce7b-502b-4d19-8e7a-b4dea922d676
B-06941095021409 | Tianjin Zhengtian Medical Instrument Co., Ltd. | China | Vari-angle Humeral Head | Class III | MDD | Sim | Não |  |  | https://ec.europa.eu/tools/eudamed/#/screen/search-device/e56678b9-20aa-4be2-b852-f07a334c976c
B-06941095021331 | Tianjin Zhengtian Medical Instrument Co., Ltd. | China | Vari-angle Humeral Head | Class III | MDD | Sim | Não |  |  | https://ec.europa.eu/tools/eudamed/#/screen/search-device/0fdf1819-398b-4a64-8282-68be63a2bf51
B-06941095021478 | Tianjin Zhengtian Medical Instrument Co., Ltd. | China | Vari-angle Humeral Head | Class III | MDD | Sim | Não |  |  | https://ec.europa.eu/tools/eudamed/#/screen/search-device/ae3230ce-8cc3-44ee-b931-591d0349441a
B-06941095021256 | Tianjin Zhengtian Medical Instrument Co., Ltd. | China | Vari-angle Humeral Head | Class III | MDD | Sim | Não |  |  | https://ec.europa.eu/tools/eudamed/#/screen/search-device/3860019e-fd2c-4d24-9945-0510f5eec906
B-06941095021416 | Tianjin Zhengtian Medical Instrument Co., Ltd. | China | Vari-angle Humeral Head | Class III | MDD | Sim | Não |  |  | https://ec.europa.eu/tools/eudamed/#/screen/search-device/949d149e-2d19-4c3e-8440-a4382809eaea
B-06941095021348 | Tianjin Zhengtian Medical Instrument Co., Ltd. | China | Vari-angle Humeral Head | Class III | MDD | Sim | Não |  |  | https://ec.europa.eu/tools/eudamed/#/screen/search-device/3cb2fcba-8a14-4992-890b-9c07ba6dd990
B-06941095021485 | Tianjin Zhengtian Medical Instrument Co., Ltd. | China | Vari-angle Humeral Head | Class III | MDD | Sim | Não |  |  | https://ec.europa.eu/tools/eudamed/#/screen/search-device/0cafc0a1-6b53-4968-82dc-45b152a11691
B-06941095021263 | Tianjin Zhengtian Medical Instrument Co., Ltd. | China | Vari-angle Humeral Head | Class III | MDD | Sim | Não |  |  | https://ec.europa.eu/tools/eudamed/#/screen/search-device/dec48ac7-933a-4ff0-91f2-60f51b9ef32c
B-06941095021423 | Tianjin Zhengtian Medical Instrument Co., Ltd. | China | Vari-angle Humeral Head | Class III | MDD | Sim | Não |  |  | https://ec.europa.eu/tools/eudamed/#/screen/search-device/1841e9fb-6310-4220-83b3-86ea08f168eb
B-06941095021355 | Tianjin Zhengtian Medical Instrument Co., Ltd. | China | Vari-angle Humeral Head | Class III | MDD | Sim | Não |  |  | https://ec.europa.eu/tools/eudamed/#/screen/search-device/1a718735-7694-4e9d-a37e-914c33a138e7
B-06941095021492 | Tianjin Zhengtian Medical Instrument Co., Ltd. | China | Vari-angle Humeral Head | Class III | MDD | Sim | Não |  |  | https://ec.europa.eu/tools/eudamed/#/screen/search-device/89ae3b65-c8f2-4553-a739-b1d339073563
B-06941095021270 | Tianjin Zhengtian Medical Instrument Co., Ltd. | China | Vari-angle Humeral Head | Class III | MDD | Sim | Não |  |  | https://ec.europa.eu/tools/eudamed/#/screen/search-device/97b5fb45-e232-44be-9f48-c325fb936ed4
B-06941095021430 | Tianjin Zhengtian Medical Instrument Co., Ltd. | China | Vari-angle Humeral Head | Class III | MDD | Sim | Não |  |  | https://ec.europa.eu/tools/eudamed/#/screen/search-device/d58b16f7-e852-4539-bfe1-7340d1c82e44
B-06941095021362 | Tianjin Zhengtian Medical Instrument Co., Ltd. | China | Vari-angle Humeral Head | Class III | MDD | Sim | Não |  |  | https://ec.europa.eu/tools/eudamed/#/screen/search-device/18077aa7-1654-4537-8535-ee0cfc439af1
B-06941095021508 | Tianjin Zhengtian Medical Instrument Co., Ltd. | China | Vari-angle Humeral Head | Class III | MDD | Sim | Não |  |  | https://ec.europa.eu/tools/eudamed/#/screen/search-device/37beddbb-41d6-43ca-a34d-4e957d2b5f58
08858251006348TR | Tornier, Inc. | United States | TORNIER PERFORM REVERSED GLENOID INSTRUMENTS - DISTRACTION / RETRACTION INSTRUMENT - CLASS I - REUSABLE - NON STERILE | Class I | MDR | Não | Não |  |  | https://ec.europa.eu/tools/eudamed/#/screen/search-device/0114d115-61f2-400f-9185-e71082895c82
08858251006349TT | Tornier, Inc. | United States | TORNIER PERFORM REVERSED GLENOID INSTRUMENTS - GUIDE-WIRES, K-WIRES, PINS - CLASS I - REUSABLE - NON STERILE | Class I | MDR | Não | Não |  |  | https://ec.europa.eu/tools/eudamed/#/screen/search-device/fcdbfb34-f025-4f41-a110-0c599e035de0
08858251006350TC | Tornier, Inc. | United States | TORNIER PERFORM REVERSED GLENOID INSTRUMENTS - GUIDING INSTRUMENTATION - CLASS I - REUSABLE - NON STERILE | Class I | MDR | Não | Não |  |  | https://ec.europa.eu/tools/eudamed/#/screen/search-device/7d05e3ae-94b2-4582-bb1b-9836e44c4c06
08858251006354TL | Tornier, Inc. | United States | TORNIER PERFORM REVERSED GLENOID INSTRUMENTS - HANDLES AND ADAPTORS - CLASS I - REUSABLE - NON STERILE | Class I | MDR | Não | Não |  |  | https://ec.europa.eu/tools/eudamed/#/screen/search-device/ec04e9bf-0fb3-4fc8-868b-e0396096337a
08858251006356TQ | Tornier, Inc. | United States | TORNIER PERFORM REVERSED GLENOID INSTRUMENTS - SCREWDRIVERS AND TIGHTENING INSTRUMENT - CLASS I - REUSABLE - NON STERILE | Class I | MDR | Não | Não |  |  | https://ec.europa.eu/tools/eudamed/#/screen/search-device/2181f307-0add-48a7-b50c-031519bb1fa5
08858251006353TJ | Tornier, Inc. | United States | TORNIER PERFORM REVERSED GLENOID INSTRUMENTS - SIZING AND SCALING INSTRUMENTATION - CLASS I - REUSABLE - NON STERILE | Class I | MDR | Não | Não |  |  | https://ec.europa.eu/tools/eudamed/#/screen/search-device/83b910ea-936a-46f7-8800-21d9c23ff7ff
08858251006355TN | Tornier, Inc. | United States | TORNIER PERFORM REVERSED GLENOID INSTRUMENTS - TAPPING INSTRUMENTATION - CLASS I - REUSABLE - NON STERILE | Class I | MDR | Não | Não |  |  | https://ec.europa.eu/tools/eudamed/#/screen/search-device/64e363fa-1317-4781-8583-c94b3313738e
4026575-1-OEX-300001-W2 | Waldemar Link GmbH & Co. KG | Germany | LINK Embrace Shoulder System | Class III | MDR | Sim | Não |  | DOC-17613 | https://ec.europa.eu/tools/eudamed/#/screen/search-device/1c334d45-203d-410a-8e49-cb2ed7b21525
4026575-1-OEX-300002-W5 | Waldemar Link GmbH & Co. KG | Germany | LINK Embrace Shoulder System | Class III | MDR | Sim | Não |  | DOC-17613 | https://ec.europa.eu/tools/eudamed/#/screen/search-device/f175f098-d4a5-4e56-a153-1b0de2a30826
4026575-1-OEX-300003-W8 | Waldemar Link GmbH & Co. KG | Germany | LINK Embrace Shoulder System | Class III | MDR | Sim | Não |  | DOC-17613 | https://ec.europa.eu/tools/eudamed/#/screen/search-device/fee32ebc-e20b-4806-ad0d-87905782011c
4026575-1-OEX-300004-WB | Waldemar Link GmbH & Co. KG | Germany | LINK Embrace Shoulder System | Class III | MDR | Sim | Não |  | DOC-17613 | https://ec.europa.eu/tools/eudamed/#/screen/search-device/64283d0d-abdc-494c-a121-54173db48314
4026575-1-OEX-300011-W7 | Waldemar Link GmbH & Co. KG | Germany | LINK Embrace Shoulder System | Class III | MDR | Sim | Não |  | DOC-17613 | https://ec.europa.eu/tools/eudamed/#/screen/search-device/43f8e22a-90a0-4815-ad35-4c7d23391af8
4026575-1-OEX-300015-WK | Waldemar Link GmbH & Co. KG | Germany | LINK Embrace Shoulder System | Class III | MDR | Sim | Não |  | DOC-17613 | https://ec.europa.eu/tools/eudamed/#/screen/search-device/6533d39c-1e14-41be-a2f6-f7b21170022c
4026575-1-OEX-300012-WA | Waldemar Link GmbH & Co. KG | Germany | LINK Embrace Shoulder System | Class III | MDR | Sim | Não |  | DOC-17613 | https://ec.europa.eu/tools/eudamed/#/screen/search-device/d1598ed8-cdcf-4588-b70e-4e6c1cb95376
4026575-1-OEX-300016-WN | Waldemar Link GmbH & Co. KG | Germany | LINK Embrace Shoulder System | Class III | MDR | Sim | Não |  | DOC-17613 | https://ec.europa.eu/tools/eudamed/#/screen/search-device/5620e4c5-fd92-4220-b5a8-0c60f45c2462
4026575-1-OEX-300017-WR | Waldemar Link GmbH & Co. KG | Germany | LINK Embrace Shoulder System | Class III | MDR | Sim | Não |  | DOC-17613 | https://ec.europa.eu/tools/eudamed/#/screen/search-device/8155522c-994c-4225-a09c-86782679a361
4026575-1-OEX-300018-WU | Waldemar Link GmbH & Co. KG | Germany | LINK Embrace Shoulder System | Class III | MDR | Sim | Não |  | DOC-17613 | https://ec.europa.eu/tools/eudamed/#/screen/search-device/d1d280dd-7f49-40f2-88e0-4a0e196cfd43
4026575-1-OEX-300019-WX | Waldemar Link GmbH & Co. KG | Germany | LINK Embrace Shoulder System | Class III | MDR | Sim | Não |  | DOC-17613 | https://ec.europa.eu/tools/eudamed/#/screen/search-device/28fef27e-8d44-41c7-b27e-406f281d63a5
4026575-1-OEX-300005-WE | Waldemar Link GmbH & Co. KG | Germany | LINK Embrace Shoulder System | Class III | MDR | Sim | Não |  | DOC-17613 | https://ec.europa.eu/tools/eudamed/#/screen/search-device/a10067ea-e0a1-453f-8f65-b5b47756ab42
4026575-1-OEX-300024-WM | Waldemar Link GmbH & Co. KG | Germany | LINK Embrace Shoulder System | Class III | MDR | Sim | Não |  | DOC-17613 | https://ec.europa.eu/tools/eudamed/#/screen/search-device/b8c8248f-dd54-4506-924d-57703c059f4e
4026575-1-OEX-300020-W9 | Waldemar Link GmbH & Co. KG | Germany | LINK Embrace Shoulder System | Class III | MDR | Sim | Não |  | DOC-17613 | https://ec.europa.eu/tools/eudamed/#/screen/search-device/a2d6acce-fa55-487f-9358-098b9344e2e7
4026575-1-OEX-300023-WJ | Waldemar Link GmbH & Co. KG | Germany | LINK Embrace Shoulder System | Class III | MDR | Sim | Não |  | DOC-17613 | https://ec.europa.eu/tools/eudamed/#/screen/search-device/0b66ee0a-6169-4fb7-aacb-7eb05d592251
4026575-1-OEX-300025-WQ | Waldemar Link GmbH & Co. KG | Germany | LINK Embrace Shoulder System | Class III | MDR | Sim | Não |  | DOC-17613 | https://ec.europa.eu/tools/eudamed/#/screen/search-device/24dcb74a-6904-4f89-bed0-c1a3ebe7289d
4026575-1-OEX-300026-WT | Waldemar Link GmbH & Co. KG | Germany | LINK Embrace Shoulder System | Class III | MDR | Sim | Não |  | DOC-17613 | https://ec.europa.eu/tools/eudamed/#/screen/search-device/aace9f3a-344c-419e-a33c-2ff498873b33
4026575-1-OEX-300027-WW | Waldemar Link GmbH & Co. KG | Germany | LINK Embrace Shoulder System | Class III | MDR | Sim | Não |  | DOC-17613 | https://ec.europa.eu/tools/eudamed/#/screen/search-device/a1ea8686-c174-4481-b0c2-fa9b8e183da1
4026575-1-OEX-300028-WZ | Waldemar Link GmbH & Co. KG | Germany | LINK Embrace Shoulder System | Class III | MDR | Sim | Não |  | DOC-17613 | https://ec.europa.eu/tools/eudamed/#/screen/search-device/704eb443-005a-4876-86b3-dc89ddf7b889
4026575-1-OEX-300029-X4 | Waldemar Link GmbH & Co. KG | Germany | LINK Embrace Shoulder System | Class III | MDR | Sim | Não |  | DOC-17613 | https://ec.europa.eu/tools/eudamed/#/screen/search-device/cdc5bbf9-f26e-4b07-9e66-1829eb3f76d2
4026575-1-OEX-300032-WL | Waldemar Link GmbH & Co. KG | Germany | LINK Embrace Shoulder System | Class III | MDR | Sim | Não |  | DOC-17613 | https://ec.europa.eu/tools/eudamed/#/screen/search-device/238a660a-5ddf-436d-872b-3775deec9844
4026575-1-OEX-300030-WE | Waldemar Link GmbH & Co. KG | Germany | LINK Embrace Shoulder System | Class III | MDR | Sim | Não |  | DOC-17613 | https://ec.europa.eu/tools/eudamed/#/screen/search-device/3c403fa8-9e60-47d4-a722-d869f5e9b739
4026575-1-OEX-300033-WP | Waldemar Link GmbH & Co. KG | Germany | LINK Embrace Shoulder System | Class III | MDR | Sim | Não |  | DOC-17613 | https://ec.europa.eu/tools/eudamed/#/screen/search-device/887ba357-aa0d-4908-b8b8-1bb4d05fa017
4026575-1-OEX-300034-WS | Waldemar Link GmbH & Co. KG | Germany | LINK Embrace Shoulder System | Class III | MDR | Sim | Não |  | DOC-17613 | https://ec.europa.eu/tools/eudamed/#/screen/search-device/cb3b4033-e695-49ca-a74e-a10b0396dba3
4026575-1-OEX-300036-WY | Waldemar Link GmbH & Co. KG | Germany | LINK Embrace Shoulder System | Class III | MDR | Sim | Não |  | DOC-17613 | https://ec.europa.eu/tools/eudamed/#/screen/search-device/2d285b8e-3159-4ea3-85fb-d18d629e072e
4026575-1-OEX-300037-X3 | Waldemar Link GmbH & Co. KG | Germany | LINK Embrace Shoulder System | Class III | MDR | Sim | Não |  | DOC-17613 | https://ec.europa.eu/tools/eudamed/#/screen/search-device/8c6023b4-53c8-4885-bb55-53bb01400d52
4026575-1-OEX-300038-X6 | Waldemar Link GmbH & Co. KG | Germany | LINK Embrace Shoulder System | Class III | MDR | Sim | Não |  | DOC-17613 | https://ec.europa.eu/tools/eudamed/#/screen/search-device/c01e468d-5d45-4843-9a21-5ac3b8ed127d
4026575-1-OEX-300035-WV | Waldemar Link GmbH & Co. KG | Germany | LINK Embrace Shoulder System | Class III | MDR | Sim | Não |  | DOC-17613 | https://ec.europa.eu/tools/eudamed/#/screen/search-device/7ef661e0-8ab5-4257-82a0-beefdaac8628
4026575-1-OEX-300039-X9 | Waldemar Link GmbH & Co. KG | Germany | LINK Embrace Shoulder System | Class III | MDR | Sim | Não |  | DOC-17613 | https://ec.europa.eu/tools/eudamed/#/screen/search-device/a6982d49-4dd5-4ff2-92e1-ee3f8a6ffa10
4026575-1-OEX-300031-WH | Waldemar Link GmbH & Co. KG | Germany | LINK Embrace Shoulder System | Class III | MDR | Sim | Não |  | DOC-17613 | https://ec.europa.eu/tools/eudamed/#/screen/search-device/67c87169-e93e-46f8-abbf-7f5b5fc5929d
4026575-1-OEX-300021-WC | Waldemar Link GmbH & Co. KG | Germany | LINK Embrace Shoulder System | Class III | MDR | Sim | Não |  | DOC-17613 | https://ec.europa.eu/tools/eudamed/#/screen/search-device/5d56b01f-940f-459d-b614-ec344e1bcb20
4026575-1-OEX-300006-WH | Waldemar Link GmbH & Co. KG | Germany | LINK Embrace Shoulder System | Class III | MDR | Sim | Não |  | DOC-17613 | https://ec.europa.eu/tools/eudamed/#/screen/search-device/a1831c70-70bf-4795-a96f-0d40c0bbeef8
4026575-1-OEX-300007-WL | Waldemar Link GmbH & Co. KG | Germany | LINK Embrace Shoulder System | Class III | MDR | Sim | Não |  | DOC-17613 | https://ec.europa.eu/tools/eudamed/#/screen/search-device/15930bd5-5650-44d9-90b7-ade029ce1f11
4026575-1-OEX-300013-WD | Waldemar Link GmbH & Co. KG | Germany | LINK Embrace Shoulder System | Class III | MDR | Sim | Não |  | DOC-17613 | https://ec.europa.eu/tools/eudamed/#/screen/search-device/755f6ef2-19e0-45fe-925c-38028dec6f68
4026575-1-OEX-300009-WS | Waldemar Link GmbH & Co. KG | Germany | LINK Embrace Shoulder System | Class III | MDR | Sim | Não |  | DOC-17613 | https://ec.europa.eu/tools/eudamed/#/screen/search-device/62fb802a-bb35-4f52-866e-7566ee6e0ef9
4026575-1-OEX-300010-W4 | Waldemar Link GmbH & Co. KG | Germany | LINK Embrace Shoulder System | Class III | MDR | Sim | Não |  | DOC-17613 | https://ec.europa.eu/tools/eudamed/#/screen/search-device/fd9868a8-c3f3-449c-ba90-d08f3dedf40f
4026575-1-OEX-300022-WF | Waldemar Link GmbH & Co. KG | Germany | LINK Embrace Shoulder System | Class III | MDR | Sim | Não |  | DOC-17613 | https://ec.europa.eu/tools/eudamed/#/screen/search-device/b09baf68-ee85-4bb5-9529-8e1f409837a6
4026575-1-OEX-300014-WG | Waldemar Link GmbH & Co. KG | Germany | LINK Embrace Shoulder System | Class III | MDR | Sim | Não |  | DOC-17613 | https://ec.europa.eu/tools/eudamed/#/screen/search-device/cc81515d-9728-4198-b95c-9e6efc7d7ee9
4026575-1-OEX-300008-WP | Waldemar Link GmbH & Co. KG | Germany | LINK Embrace Shoulder System | Class III | MDR | Sim | Não |  | DOC-17613 | https://ec.europa.eu/tools/eudamed/#/screen/search-device/a34c9485-eb20-46b5-b727-5dd4f2c49c64
4026575-1-OEX-300043-WU | Waldemar Link GmbH & Co. KG | Germany | LINK Embrace Shoulder System | Class IIB | MDR | Sim | Não |  | DOC-17613 | https://ec.europa.eu/tools/eudamed/#/screen/search-device/9606c4f2-8bf8-403e-b54f-25578f244a5f
4026575-1-OEX-300040-WK | Waldemar Link GmbH & Co. KG | Germany | LINK Embrace Shoulder System | Class IIB | MDR | Sim | Não |  | DOC-17613 | https://ec.europa.eu/tools/eudamed/#/screen/search-device/fb66569f-a7a1-4431-a071-50c0023e7c33
4026575-1-OEX-300041-WN | Waldemar Link GmbH & Co. KG | Germany | LINK Embrace Shoulder System | Class IIB | MDR | Sim | Não |  | DOC-17613 | https://ec.europa.eu/tools/eudamed/#/screen/search-device/77d38048-d570-40b6-ac12-882efd0d4f78
4026575-1-OEX-300042-WR | Waldemar Link GmbH & Co. KG | Germany | LINK Embrace Shoulder System | Class IIB | MDR | Sim | Não |  | DOC-17613 | https://ec.europa.eu/tools/eudamed/#/screen/search-device/962b9c78-06d5-4aa1-8115-88c53c53f455
697038572HI2D | Xiamen Tianzuo Medical Co., Ltd. | China | Head Immobilization | Class I | MDR | Não | Não |  |  | https://ec.europa.eu/tools/eudamed/#/screen/search-device/9546e15e-66ad-462d-b76c-d6758ddc7965
889024BPS3D | Zimmer, Inc. | United States | IDENTITY Humeral Bearings | Class III | MDR | Sim | Não |  | 20093-001 | https://ec.europa.eu/tools/eudamed/#/screen/search-device/a643d153-f7a6-43a0-97de-f71b970f74b3
889024BPP37 | Zimmer, Inc. | United States | IDENTITY Humeral Head Adapters | Class III | MDR | Sim | Não |  | 20093-001 | https://ec.europa.eu/tools/eudamed/#/screen/search-device/4960e119-72f0-4ed5-b6dd-0ff85183d9b9
889024BPQ39 | Zimmer, Inc. | United States | IDENTITY Humeral Heads | Class III | MDR | Sim | Não |  | 20093-001 | https://ec.europa.eu/tools/eudamed/#/screen/search-device/a542b415-62b9-4823-a0a6-54c43ec15ed2
889024BPN33 | Zimmer, Inc. | United States | IDENTITY Humeral Stem Adapters | Class III | MDR | Sim | Não |  | 20093-001 | https://ec.europa.eu/tools/eudamed/#/screen/search-device/0094bd73-49dd-46ff-bc94-2c5644cf0db3
889024BPM2Z | Zimmer, Inc. | United States | IDENTITY Humeral Stems | Class III | MDR | Sim | Não |  | 20093-001 | https://ec.europa.eu/tools/eudamed/#/screen/search-device/f9368830-6d71-40ee-8de7-909159f607bd
889024BPR3B | Zimmer, Inc. | United States | IDENTITY Humeral Trays | Class III | MDR | Sim | Não |  | 20093-001 | https://ec.europa.eu/tools/eudamed/#/screen/search-device/4b62fc88-5f84-4fc5-9a4c-86f0b0c4d70d
4048844MUTHUSTAMUNCCDDP | implantcast GmbH | Germany | - | Class III | MDR | Sim | Não |  | 01-SSCP-MUT-HUMERUS-IMPL | https://ec.europa.eu/tools/eudamed/#/screen/search-device/7b4e8992-bbe6-41b3-9e51-e1e30fb1c293
4048844MUTHUSTHACDP5 | implantcast GmbH | Germany | - | Class III | MDR | Sim | Não |  | 01-SSCP-MUT-HUMERUS-IMPL | https://ec.europa.eu/tools/eudamed/#/screen/search-device/bd2580f3-0fbe-4fb3-a896-d4b1747d0209
4048844MUTHUSTAMTINCDDY | implantcast GmbH | Germany | - | Class III | MDR | Sim | Não |  | 01-SSCP-MUT-HUMERUS-IMPL | https://ec.europa.eu/tools/eudamed/#/screen/search-device/850f93de-3a76-4507-bff9-ae1f49593c15
4048844MUTHUSTAMUNCCLE7 | implantcast GmbH | Germany | - | Class III | MDR | Sim | Não |  | 01-SSCP-MUT-HUMERUS-IMPL | https://ec.europa.eu/tools/eudamed/#/screen/search-device/01178252-d6fd-4147-8e8d-9e2c0347b324
4048844MUTHUHEADUNCDP | implantcast GmbH | Germany | - | Class III | MDR | Sim | Não |  | 01-SSCP-MUT-HUMERUS-IMPL | https://ec.europa.eu/tools/eudamed/#/screen/search-device/c2ef2c1c-6854-4505-b6d4-7f918428df48
4048844MUTHUGLUNCCDMA | implantcast GmbH | Germany | - | Class III | MDR | Sim | Não |  | 01-SSCP-MUT-HUMERUS-IMPL | https://ec.europa.eu/tools/eudamed/#/screen/search-device/c4443e46-10bf-4c34-a295-b13ce37e143d
4048844MUTHUCOLFTCPJX | implantcast GmbH | Germany | - | Class III | MDR | Sim | Não |  | 01-SSCP-MUT-HUMERUS-IMPL | https://ec.europa.eu/tools/eudamed/#/screen/search-device/05b3a7f4-7a80-4e5d-ad02-9b747a2d2987
4048844MUTHUCOLTCPKH | implantcast GmbH | Germany | - | Class III | MDR | Sim | Não |  | 01-SSCP-MUT-HUMERUS-IMPL | https://ec.europa.eu/tools/eudamed/#/screen/search-device/130ad7fa-6aaf-43cd-b95c-32e8be747b18
4048844MUTHUENDPUNCKE | implantcast GmbH | Germany | - | Class III | MDR | Sim | Não |  | 01-SSCP-MUT-HUMERUS-IMPL | https://ec.europa.eu/tools/eudamed/#/screen/search-device/219616cd-2c6c-4c74-be59-1b27f87d27a0
4048844MUTHUGLENUNCKK | implantcast GmbH | Germany | - | Class III | MDR | Sim | Não |  | 01-SSCP-MUT-HUMERUS-IMPL | https://ec.europa.eu/tools/eudamed/#/screen/search-device/ec668b4d-8eb4-4341-963f-6b4ca979f9d1
4048844MUTHUEXTPUNCUY | implantcast GmbH | Germany | - | Class III | MDR | Sim | Não |  | 01-SSCP-MUT-HUMERUS-IMPL | https://ec.europa.eu/tools/eudamed/#/screen/search-device/38481c53-b592-412e-a500-054190c5f801
4048844MUTHUGLRHACLK5 | implantcast GmbH | Germany | - | Class III | MDR | Sim | Não |  | 01-SSCP-MUT-HUMERUS-IMPL | https://ec.europa.eu/tools/eudamed/#/screen/search-device/a8609de7-0a70-4eb2-b899-5c917d226b49
4048844MUTHUSTHACLPM | implantcast GmbH | Germany | - | Class III | MDR | Sim | Não |  | 01-SSCP-MUT-HUMERUS-IMPL | https://ec.europa.eu/tools/eudamed/#/screen/search-device/d69d3ac9-da12-430d-bb34-4dc9b0da9d56
4048844MUTHUSTTINCDX7 | implantcast GmbH | Germany | - | Class III | MDR | Sim | Não |  | 01-SSCP-MUT-HUMERUS-IMPL | https://ec.europa.eu/tools/eudamed/#/screen/search-device/e18e2ec8-505a-454a-ad39-1727f4707741
4048844MUTHUHSSUNCQT | implantcast GmbH | Germany | - | Class III | MDR | Sim | Não |  | 01-SSCP-MUT-HUMERUS-IMPL | https://ec.europa.eu/tools/eudamed/#/screen/search-device/82524d04-95c9-4fea-b926-3dacce61505a
4048844MUTHUCAPTINFZ | implantcast GmbH | Germany | - | Class III | MDR | Sim | Não |  | 01-SSCP-MUT-HUMERUS-IMPL | https://ec.europa.eu/tools/eudamed/#/screen/search-device/58af5c15-21a8-412f-8738-6c0c7b9cfff6
4048844MUTHUCAPITINFQ | implantcast GmbH | Germany | - | Class III | MDR | Sim | Não |  | 01-SSCP-MUT-HUMERUS-IMPL | https://ec.europa.eu/tools/eudamed/#/screen/search-device/098846c5-a869-46f0-bc8d-310d9a714e0d
4048844MUTHUHSUNCU6 | implantcast GmbH | Germany | - | Class III | MDR | Sim | Não |  | 01-SSCP-MUT-HUMERUS-IMPL | https://ec.europa.eu/tools/eudamed/#/screen/search-device/c2517278-4a9d-4846-a965-8a9a0181ff6d
4048844MUTHUSTUNCCLXE | implantcast GmbH | Germany | - | Class III | MDR | Sim | Não |  | 01-SSCP-MUT-HUMERUS-IMPL | https://ec.europa.eu/tools/eudamed/#/screen/search-device/ab4c9ca9-2669-4cba-a869-d7e53a7fdb96
4048844MUTHUSTUNCCDWW | implantcast GmbH | Germany | - | Class III | MDR | Sim | Não |  | 01-SSCP-MUT-HUMERUS-IMPL | https://ec.europa.eu/tools/eudamed/#/screen/search-device/238ffb1c-bf61-401f-a42a-cd2dc475761c
4048844MUTHUSCONPUNCZ6 | implantcast GmbH | Germany | - | Class III | MDR | Sim | Não |  | 01-SSCP-MUT-HUMERUS-IMPL | https://ec.europa.eu/tools/eudamed/#/screen/search-device/8f66fe1d-f9ad-4d26-9268-db5f74961a10
4048844MUTHUREDUNCLS | implantcast GmbH | Germany | - | Class III | MDR | Sim | Não |  | 01-SSCP-MUT-HUMERUS-IMPL | https://ec.europa.eu/tools/eudamed/#/screen/search-device/104535d0-086e-4c3a-93c7-fb837adf7cdd
4048844MUTHUCONPUNCN7 | implantcast GmbH | Germany | - | Class III | MDR | Sim | Não |  | 01-SSCP-MUT-HUMERUS-IMPL | https://ec.europa.eu/tools/eudamed/#/screen/search-device/c4778350-8ab4-4368-9bcd-31d176d960c4
4048844MUTHUHEADUNCPPT4 | implantcast GmbH | Germany | - | Class III | MDR | Não | Não |  |  | https://ec.europa.eu/tools/eudamed/#/screen/search-device/6c588f36-a87f-48ad-b9a1-37fa20afbeea
4048844MUTHUCONPUNCPP9B | implantcast GmbH | Germany | - | Class III | MDR | Não | Não |  |  | https://ec.europa.eu/tools/eudamed/#/screen/search-device/5cdfe5ed-df5b-44e2-b85b-65a3fea1caa4